## Sheet1
Testing Facility Name | City | State | Zip | Facility Website | Test Facility Owner / Organization Name | Facility Category | Capability Title | Capability Testing Objective | Capability Core Competencies | Capability Equipment / Software Description | Test & Evaluation Method | Primary Testing Category | Testing Subcategory | Capability Background | Capability Duration (months) | Recipient Information Needs
Tribology Laboratory | Lemont | IL | 60439 | https://www.anl.gov/amd/tribology-laboratory | Argonne National Laboratory | National Lab | HyTN-01: Tribology Laboratory | The Argonne National Laboratory Tribology Laboratory is one of the largest and most capable domestic tribology laboratories. The lab has a comprehensive compliment of benchtop tribological (friction, wear, contact fatigue), oil rheology, and material/surface characterization equipment; additional advance material characterization (electron microscopy, x-ray (lab source and synchrotron) is available with Argonne to conduct high fidelity analysis of materials. The Argonne staff scientists have decades of experience in conducting advanced tribological testing and analysis in support of various energy generation applications, including hydropower, done in partnership with various offices in DOE and various companies in the energy industry (component supplier, OEMs, plant managers, etc). The Tribology group specializes in advance tribological materials evaluation using customized testing and advanced characterization methods. Recently WPTO funded activity has focused on utilizing existing benchtop testing methods to evaluate the degradation and failure modes for hydropower bearings. The specific deliverable that would the voucher recipient could include tribological evaluation of new or existing materials, coatings, and lubricants for bearing and gear components or other components exposed to wear such wicket gates, turbine blades, etc. This group can also perform advanced material characterization to help determine root cause analysis of specific tribological/wear failures. | The Interfacial Mechanics and Materials Group (Tribology Group) consists of six PhD level staff scientists with several decades worth of experience in various tribological R&D topics, with backgrounds in mechanical engineering, materials science, metallurgy, and coating technology. The Group has extensive experience in tribological evaluations for various power generation applications including hydropower bearing component evaluation. This has included developing customized benchtop test rigs and methodologies to simulate the real, in operating conditions that the tribological components experience, and performing accelerated performance testing, including friction, wear, and contact fatigue analysis. The Group has supported various industrial companies in the development of new materials/coatings/lubricants as well as performance/reliability analysis of tribological components and materials. | Tribological testing equipment: - pin-on-disc friction and wear test rigs, unidirectional sliding and reciprocating (3 rigs) - multi-purpose rig for accelerated rolling/sliding contact fatigue and wear (scuffing, macropitting, micropitting) (4 rigs), includes capabilities to test with or without applied electrical currents across contact - mini-traction-machine for lubricant traction and wear tests in rolling/sliding contact - sliding scuffing test rig - abrasive wear test rig Rheological test equipment: - kinematic viscometer - high temperature high shear viscometer - cold temperature viscometer Characterization: - metallographic preparation - optical microscopy - optical surface profilometer - electron microscopy - x-ray imaging and spectrometry (lab source and synchrotron source) | Physical Testing | Mechanical, Material, and Structural Testing | Friction Testing and Tribology Surface Resistance Material Characterization | Specific to hydropower component evaluation the Tribology Group has completed work on bearing reliability testing by replicating common bearing failure modes on benchtop testing rig and provide experimental data to support prognostic health monitoring development. In addition, the Group conducted failure analysis of hydropower bearing components. This work was done in partnership with Idaho National Laboratory, a company that operates a large fleet of hydroelectric power plant, and DOE WPTO. | 12 | Type of testing support needed and number of samples
Continuous Solutions | Portland | OR | 97201 | https://www.continuousolutions.com/ | Continuous Solutions | Private Lab | HyTN-04: Electrical Controls and Sensor Verification, Validation, and Testing | CS offers testing services supporting the development, calibration, and testing of a variety of electrical sensors, controllers and control schemes, and other devices for providing system feedback and meaningful data extraction. Hydroelectric systems require constant automated monitoring to aid in operator and area safety, determine performance metrics and adjust to obtain maximum power extraction, and to detect when system maintenance may be required, among many other reasons. CS can provide full testing of electrical voltmeters, amp meters, power metering, and more, along with a selection of rotational mechanical sensors such as encoders, resolvers, and torque transducers. CS is dedicated to establishing customer relationships and will work to support full TRL 1-7 testing within company capabilities while maintaining clear lines of communication and transparent work scheduling. | CS has operated for over 10 years developing machines control systems involving a myriad of sensor feedback control schemes, testbed acquisition systems, and more in the support of SBIR/ STTR contracts. In that time, CS has constructed several current and speed closed-loop controlled inverters, motors with embedded temperature sensors and encoders, testbeds with torque transducers, and more, all of which involved the selection, implementation, calibration, and verification of sensor systems. CS employs a team of highly agile engineers and administrators that can provide quick turnaround prototyping, debugging, and testing services, which have been used in past projects for everything from developing combined high-efficiency motor and drive units to testing machines from outside companies in the renewable, automotive, and commercial sectors. CS is committed to grow this team and expand their sensor testing capabilities and expertise to provide a greater range and availability of services to voucher recipients. | For electrical sensor test needs, CS operates a multiple DC and AC sources ranging from 800V, 500A DC buses to 3-phase inverters capable of 1200V, 400A AC peak. These can be verified alongside multiple oscilloscopes, probes, and meters to determine sensor accuracy and repeatability. CS also owns a thermal chamber to observe how sensors react under different thermal loading conditions, along with a dust chamber and submersion tank to test sensor IP ratings. Rotational mechanical sensors can be tested on CS’s pair of dynamometer testbeds, supporting up to 4500RPM and 800Nm. In addition, CS has many prototyping and debugging tools to assist in testing procedures and engineering services, including 3D printers, CNC machines, laser cutters, and additional tools for verifying insulation rating, hardening against EMI noise, and more. | Physical Testing | Electrical and Electronic Testing | Sensors and Controls | Under SBIR N68335-21-C-0081, CS designed, simulated, prototyped, and tested 10kW and 100kW machines with accompanying co-designed inverters. This development involved the calibration and testing of high speed closed-loop hall effect current sensors, SDFM voltage sensors, and QEP encoders. CS is currently working on SBIR N68335-21-C-0174, developing measurement methodologies and sensor technologies for the acquisition of common-mode interference noise data on high-power systems. This includes the creation of an active-noise-perturbation line impedance stabilization network to determine how attached systems function under a variety of noise stimuli while capturing that data and interpolating it to useful data for the construction of common-noise blocking inductors, chokes, and other passive components. Most recently, CS has worked under DOE SBIR to design, prototype, and test a micro-hydropower system to act as a replacement to pressure-reducing valves, in particular CS investigated the use of passive electrical loads to modulate machine torque loading to simulate pressure adjustment. | 3 | Sensor function, measurement range, measurement accuracy, environmental mechanical, electrical, and thermal needs, target application, other sensor-specific needs as requested, NDA, expectations and communications agreement(s)
Continuous Solutions | Portland | OR | 97201 | https://www.continuousolutions.com/ | Continuous Solutions | Private Lab | HyTN-05: Electrical Dynamometer and Power Electronics Testbenches Supporting up to 100kW | CS can provide access and testing expertise to its suite of dynamometer testbeds, control inverters, measurement equipment, and more to ascertain the speed, torque, and power performance and efficiency of electric machines and their drives. Such testing is critical to the development of hydropower technologies as it can ascertain the maximum power extraction levels given the expected range of hydrostatic inputs, the machine and associated converter efficiency over that range, and what limits the machines are capable of. CS provides full mounting, debugging, and testing services for submitted machines, and will provide torque-speed characteristic curves, efficiency contour maps, ramp testing for thermal performance, and other services/ data as requested. CS can also provide engineering services for inverters, controllers/ control schemes, and machines should recipient companies request additional support. CS is dedicated to establishing customer relationships and will work to support full TRL 1-7 testing within company capabilities while maintaining clear lines of communication and transparent work scheduling. | CS has operated for over 10 years developing machines, inverters, sensors, and more for governmental SBIR/ STTR contracts. In that time, CS has constructed and operated multiple testbed systems for dynamometer testing up to 100kW and is capable of capturing motor mechanical and electrical performance. CS employs a team of highly agile engineers and administrators that can provide quick turnaround prototyping, debugging, and testing services, which have been used in past projects for everything from developing combined high-efficiency motor and drive units to testing machines from outside companies in the renewable, automotive, and commercial sectors. CS is committed to grow this team and expand their motor testing capabilities and expertise to provide a greater range and availability of services to voucher recipients. | CS operates a large and small testbed. The smaller testbed runs at 20kW, 4500RPM maximum, while the larger runs at 100kW, 4500RPM maximum. Machines under test are attached to these dynamometers via torque transducers, which provide both torque and speed data. 3-phase inverters can either be provided by voucher recipients or from CS to properly control up to 100kW at 400A peak. CS has access to a VFD DC bus (800V) and a battery storage system capable of providing clean DC configurable to 48, 96, 144, 200, 400, and 600 volts. CS's measurement suite utilizes 8-channel oscilloscopes to synchronously measure torque, speed, and 3-phase AC current and voltage, allowing CS to ascertain both mechanical and AC electrical power. In addition, CS has many prototyping and debugging tools to assist in testing procedures and engineering services, including 3D printers, CNC machines, laser cutters, and additional tools for machine testbed alignment, determination of machine drive parameters, and more. | Physical Testing | Electrical and Electronic Testing | Generator Performance | Under SBIR N68335-21-C-0081, CS designed, simulated, prototyped, and tested both a 10kW and 100kW machine with accompanying co-designed inverters. These tests utilized both testbeds and established testing and measurement procedures for obtaining high-performance/ efficiency results. CS also worked with EVR motors under the BIRD program to design a high-efficiency inverter for EVR's compact motor, and performed all testing on CS testbeds. CS was contracted by the Cascade corporation to determine and verify performance metrics for a 3rd party motor. Most recently, CS has worked under DOE SBIR to design, prototype, and test a micro-hydropower system to act as a replacement to pressure-reducing valves, in particular CS investigated the use of passive electrical loads to modulate machine torque loading to simulate pressure adjustment. | 3 | Machine target power, speed, and torque, electrical and mechanical limits, inverter needs and limits, machine mounting diagrams/ methods, machine shaft diameter(s), cooling needs , NDA, expectations and communications agreement(s)
National Laboratory of the Rockies Advanced Research on Integrated Energy Systems (ARIES) | Golden | CO | 80401 | https://www.nrel.gov/security-resilience/cyber-range.html | National Renewable Energy Laboratory | National Lab | HyTN-10: ARIES Cyber Range Platform for testing and identifying cyber threats and vulnerabilities | The ARIES Cyber Range platform supports following capabilities for advancing the state-of-the-art hydropower cybersecurity: 1) High-fidelity hydropower-integrated energy system models: NREL researchers have developed a high-fidelity hydropower models at the ARIES site by integrating real-time simulators, digital governors, speed hydro-generator, etc. to support field validation and evaluation. This project will leverage digital twin models of hydropower and generated field datasets to support large scale grid simulation in the NREL’s CyberRange environment. 2) Grid Emulation: NREL can emulate real grid by designing communication protocols, a digital twin of energy assets, all within a state-of-the-art, scalable platform that supports the fast deployment of high-fidelity system models. Virtualization, container orchestration, and software-defined networking are just a few of the techniques that enable this capability. 3) Power Hardware-in-the-loop testing: NREL’s cyber range integrates a variety of energy devices —including electric vehicles, connected buildings, batteries, and utility distribution components—and connects remotely to the 305-acre Flatirons Campus, where NREL houses wind turbines, solar arrays, megawatt-scale battery systems, and power grid infrastructure. 4) Advanced Distributed Management System (ADMS) testbed for hydropower: NREL's (ADMS) testbed can help industry vendors to assess the performance of their in-built tools, such as to analyze its operation in the hydropower-integrated energy storage systems, meet customer expectations of reliability, power quality, renewable energy use, data security, and resilience to natural disasters and other threats. 5) Red team testing for industry-specific tools: NREL have a dedicated team of researchers and developers who can evaluate the reliability, security, and effectiveness of applied tools for testing. | 1) Power Hardware-in-the-loop (PHIL) testing and validation: Testbed at the NREL's ARIES Cyber Range will improve the technical readiness level of technology developers by testing and validation in the grid environment in a large-scale in the virtual environment. 2) Interoperability Assessment: The current power grid is dependent of several communication protocols, including DNP3, IEC 61850, IEEE C37.118, etc, which are vulnerable to different types of cyber-attacks. Testing facility at NREL addresses the interoperability challenges by emulating communication protocols and performing attack defense of the technology/tool developed by the voucher recipient. 3) Quality of service (QoS) assessment: The NREL ARIES Cyber Range platform also supports QoS assessments by analyzing network packets for data latency, packet loss, and communication bandwidth for a reliable communication network. 4) Red Team testing: NREL researchers can perform red team testing of the voucher recipient tool to discover any zero day exploits, | 1) Testing facilities of the NREL Cyber Range platform is located at the following address: 15013 Denver W Pkwy, Golden, CO 80401. 2) The NREL cyber range platform allows remote access capability to allow vendors to test their products. NREL also supports bringing industry devices and projects inside the laboratory environment to perform hardware-in-the-loop testing and red team testing of these products. 3) Through the Clean Energy Cybersecurity Accelerator program, NREL researchers and engineers have allowed industry participants to evaluate the proposed cyber-risk solutions. This program focuses on delivering solutions that identify industrial control system assets connected to a utility’s infrastructure—including unauthorized, unmanaged, or compromised assets requiring removal or remediation. | Physical Testing | Electrical and Electronic Testing | Cybersecurity | NREL has completed two cohorts through the Clean Energy Cybersecurity Accelerator (CECA) program. The CECA program brings together federal infrastructure and expertise, asset owners in the energy sector, and technology innovators in a unified effort to catalyze the development of new cybersecurity solutions for the nation’s future clean energy grid. The CECA offers a world-class facility for asset owners of all sizes and types to work jointly to develop and deploy renewable, modern, and secure grid technologies that are cost competitive. The innovative technologies will also advance the state of the practice in demonstrating “security by design” – ensuring cybersecurity is built into renewable technologies and architectures at the start at the start of the design and development process, not bolted on after deployment. | 12 | NREL will know following information about the voucher recipient: 1) the technology of the voucher recipients, 2) mode of operation, 3) How it minimize the cybersecurity challenges in the hydropower network, and 4) Scalability and interoperability of the technology, 5) Publications showing testing of their products.
National Laboratory of the Rockies Structural Validation Laboratory (STL) | Arvada | CO | 80007 | https://www.nrel.gov/water/facilities-structural.html | National Renewable Energy Laboratory | National Lab | HyTN-11: Structural Validation of Hydropower Components | Component and full-scale structural validation of hydropower system components: validate models, demonstrate system reliability, enable value engineering, and demonstrate structural and functional readiness for deployment. NREL complements modeling and analysis capabilities with facilities and equipment needed for structural validation of marine and hydrokinetic devices. NREL's facilities and capabilities are uniquely suited for characterizing materials and performing structural validation of components and complete systems. Property Validation: Measure intrinsic structural properties, including mass, center of gravity, and moment of inertia for complex components and systems to ensure conformity with design specifications. Dynamic Characterization: Provides designers with the natural frequencies, damping values, and mode shapes of components and systems. Static Strength Verification: Validate structural properties of components and systems; Characterize structural response from extreme load conditions, such as inflow direction changes, extreme flow conditions, and loss of grid connection; Measure and quantify strength design margins by testing to failure; Use multidirectional loading to create representative load conditions. Fatigue Durability Verification: Simulate discrete dynamic events; Conduct lifetime design validation through amplification and acceleration of service loads to shorten duration laboratory loading; Verify as-manufactured properties at any stage of the product development cycle; Perform extensive structural performance measurements using discrete and full-field strain, acoustic emission, ultrasonic, and thermographic techniques; Evaluate nondestructive inspection technologies. | Full-scale structural validation of mechanical components for model validation, material conditioning and load acceleration for lifetime fatigue testing, and demonstrate structural and functional readiness for deployment. ISO 17025 laboratory for testing of full scale structures. Includes: 70-meter long, 1,000 square-meter facility for test article preparation and composite material development - up to 1,800 square meters of laboratory space across three test facilities - Five validation stands with overturning moment capacities from 100 kNm to 16.7 MNm. Servohydraulic actuators with piston displacements to 1.5 meters and force capacities up to 500 kN. Extensive data acquisition and sensing capabilities for measuring structural properties and nondestructive evaluation. Saturation tanks for preconditioning validation articles. Relevant test articles and objectives could include full-scale and or sub-scale or sub-component validation, optimization, de-risking and demonstration. This would encompass a wide range of relevant hydropower and pumped storage components and sub-systems such as runners, conveyance structures, gates, etc. | Material property, static, and fatigue testing capability using servohydraulic load frames. Strength and fatigue testing of materials. Up to 500 kN force capacity, 150 mm stroke. Alignment fixtures. Hydraulic wedge grips. ASTM test fixtures including D7078, D6641, C393, D2344, D7291.100 kN, 250 kN, and 500 kN structural load frames for coupon and element testing. Smaller-scale, in-water characterization of materials. | Physical Testing | Mechanical, Material, and Structural Testing | Material Characterization Structural Integrity and Dam Safety Turbine Performance | Since 1990, National Renewable Energy Laboratory (NREL) has validated more than 150 wind turbine blades, as well as blades and components for water power devices. Researchers can experimentally validate full-scale and subcomponent articles, conduct data analyses, and provide engineering expertise to optimize design practices. Structural evaluation of turbine blades enables designers, manufacturers, and owner operators to assess designs and structural performance under specific extreme loading and dynamic conditions. Rigorous structural validation can reveal design and manufacturing problems at an early state of development that lead to improvements in component design and increase system reliability. | 10 | NREL will need data for emulation activities; controllers for grid/grid-edge activities.
National Laboratory of the Rockies Composites Manufacturing Education and Technology (CoMET) | Arvada | CO | 80007 | https://www.nrel.gov/wind/facilities-comet.html | National Renewable Energy Laboratory | National Lab | HyTN-12: Composites and Non-composites Advanced Manufacturing Rapid Design and Prototyping for Hydropower Technologies | 10,000-ft2 CoMET enables the design, rapid prototyping, and manufacture of novel renewable energy system composite components in one location. Relevant Hydropower components could include runner, penstock, wicket gates, stay vanes, scroll case draft tube, etc. Users can also simulate and model designs and manufacturing methods. Other capabilities include: Rapid prototyping of new materials and production methods, Large-area rapid nondestructive evaluation, Modeling and manufacturing simulation. Non-composite advanced manufacturing/3D printing. Structural evaluation of coupons, components, and joints, Industrial robotic platform for automation research, Composite recycling processing and material characterization. | Featuring specialized capabilities marine energy industry composite research, CoMET provides tech developers with the tools and workspaces essential to the development of industry-advancing materials and processes, such as: Rapid prototyping of new blade materials and production methods Full-scale blade component tooling and fixtures (root, spar cap, tip, shear web) Infusion, pultrusion, prepreg, RTM, hand lay-up (small parts) Polyester, vinyl-Ester, epoxy, thermoplastic/fiberglass, carbon fiber Comprehensive composite production equipment (mixers, vacuum, dispensers) Molding, assembly, bonding, and finishing Thermal welding Segmented 3-D printed tooling Large-area rapid nondestructive evaluation Modeling and manufacturing simulation Panels, material coupons, and components Structural evaluation of coupons, components, and joints Industrial robotic platform for automation research Composite recycling processing and material characterization Workforce development and training for the composites industry. Industrial robotic platform for automation research Composite recycling processing and material characterization. | Situated on the sprawling 305-acre Flatirons Campus, the 10,000-ft2 CoMET expands NREL's composite manufacturing research capabilities by enabling researchers to design, prototype, validate, and manufacture composite wind and marine turbine blades and other components in one location. | Physical Testing | Mechanical, Material, and Structural Testing | Advanced Manufacturing Material Characterization | NREL has been designing and validating composite renewable energy structures for over 35 years. NREL is at the forefront of research into thermoplastic resins, accelerating the commercialization of additive manufacturing and next-generation technologies and processes such as new, low-cost, 3D-printable magnet materials. NREL performs foundational research into next-generation renewable energy system manufacturing processes that will enable the factories of the future. Experts have access to the equipment and materials that can transform design concepts into prototypes, and from prototypes to products. NREL is researching how new and emerging Industry 4.0 technologies in material science, high-performance computing, automation, and 3D printing can impact large-scale renewable energy manufacturing. NREL is also developing innovative recycling solutions for composite materials, including for both existing thermoset blade materials and future blade materials. In 2020, NREL CoMET research received Special Recognition Awards from R&D World magazine for the Thermoplastic Resin System for Wind Turbine Blades. This technology was recognized as a "market disruptor" for the wind and water power industry’s current turbine manufacturing process, enabling the production of recyclable blades that are stronger, longer, and less expensive to manufacture, increasing energy capture, decreasing energy and transportation costs, and increasing blade reliability. Developed in concert with Arkema Inc., the resin system—coupled with NREL’s thermal welding technique—allows many of the materials to be recycled and reused. | 10 | NREL will need data for emulation activities; controllers for grid/grid-edge activities.
National Laboratory of the Rockies Advanced Research on Integrated Energy Systems (ARIES) and Energy Systems Integration Facility (ESIF) | Arvada | CO | 80007 | https://www.nrel.gov/grid/microgrid-controls.html | National Renewable Energy Laboratory | National Lab | HyTN-13: Microgrid Control Platform for HIL testing in Virtual Environment | Up to 20 MW Controller hardware-in-the-loop R&D, where the physical controller interacts with a model of the microgrid and associated power devices: microgrid hardware, programmable AC and DC power supplies. Hydropower hybrid R&D, with wind, PV, hydrogen production, programmable loads, and energy storage. Development of real-time power device and network software models and real-time power simulations across a range of timescales, from sub-cycle electromagnetic transients to quasi-steady-state power flow simulations. Inclusion of real-time models from other domains, such as communication networks and building and thermal systems, in PHIL simulations via co-simulation | Modeling and simulation of microgrid systems on timescales of electromagnetic transients and dynamic and steady-state behavior. Controller hardware-in-the-loop testing, where the physical controller interacts with a model of the microgrid and associated power devices. Expertise in distributed optimization and control of sustainable power systems that can be applied to microgrid distributed energy resources dispatch. Power hardware-in-the-loop testing of microgrid components with full range of emergency scenarios. | ARIES hosts hardware and simulation capabilities that support experiments for thousands of research devices, power levels from a kW level through 20 MW, and voltage levels up to 34.5 kV representing the interface between distribution and bulk power systems. Includes: - Hardware-in-the-loop up to 20 MW - Medium-voltage (13.2-kV) research grid infrastructure allowing assets to interconnect on a standalone grid, emulated grid, or with the utility - 2 controllable grid interfaces, 7-MW and 20-MW, allowing multiple experiments at once and a customized, controllable research grid with diverse grid conditions - Hydropower emulation platform - Grid integration research pads with power connections up to 4 MW each - Electrical switchgear, metering, and data acquisition equipment connecting devices to the utility grid, research grid, and other assets - Wind turbine and photovoltaic solar technology in various sizes - Megawatt-scale energy storage system and load bank - Custom medium-voltage data acquisition system including dozens of real-time, global positioning system-synchronized, modular measurement nodes located at all power devices and strategic electrical interconnection points sitewide - Hydrogen capabilities include a 1.25-MW proton-exchange membrane electrolysis system, 600-kg ground storage system, hydrogen compressor, 1-MW proton exchange membrane fuel cell generator and 3.7-MW cooling system allowing researchers to create, store, and use hydrogen in a full grid environment. | Physical Testing | Electrical and Electronic Testing | Repair Methods Cybersecurity Grid Integration and (Hardware-in-the-loop) Generator Performance Sensors and Controls Environmental Monitoring | NREL is collaborating with other national labs, San Diego Gas & Electric and the National Rural Electric Cooperative Association to create a resilient operation of networked microgrids capability, which helps utilities rapidly recover from extreme events using coordinated operation of microgrids. Resilient operation of networked microgrids allows users to define resilience goals and predicted threats, generate candidate microgrid designs integrated with the existing distribution infrastructure, and test, in simulation, recovery scenarios supported by networked coordination of the proposed microgrids. Using digital real-time simulator capabilities, NREL is developing a hardware-in-the-loop test bed to simulate events and their impact on system stability and microgrid operation. The test bed validates that solutions from the resilient operation of networked microgrids tool result in feasible recovery schemes with data provided by investor-owned utility and electric cooperative utility partners. The capability includes dataset import and editing tools, making project results deployable to North American distribution utilities. | 12 | NREL will need data for emulation activities; controllers for grid/grid-edge activities.
National Laboratory of the Rockies Advanced Research on Integrated Energy Systems (ARIES) | Arvada | CO | 80007 | https://www.nrel.gov/water/hydropower-emulation-platform.html | National Renewable Energy Laboratory | National Lab | HyTN-14: Hydropower Generator, Gearbox, and Drivetrain Testing | Test novel generators, gearboxes, drivetrains, and power conditioning in controlled environment. Rapid development of next generation control systems and operational scenarios. Can emulate real-world environment in controlled laboratory setting to better understand interactions of hydro, storage and operational conditions such as load-shedding and blackstart capabilities and development of control paradigms. | With the ARIES Digital Real-Time Simulation (DRTS) system and the ability to emulate devices and grid-edge controllers at scale, it is essential to consider the dynamic behaviors of hydropower and pump storage from both mechanical and electrical perspectives. To achieve this, NREL is equipped with a 250 kW-2.5MW hydro emulator capable of operating based on actual hydrodynamic data from remote hydropower plants. This setup allows us to understand the hydrodynamic interactions and enhance the observability of system dynamics from both hydrokinetic and electrical perspectives. It provides an ideal environment to perform model validation and scalability analysis, ensuring comprehensive insights into the behavior of hydropower systems. | The megawatt-scale hydropower emulation incorporates several ARIES infrastructure assets, including: - A large cluster of digital real-time simulation for regional-level power system dynamics and controllable grid interface (19.9 MVA) for electrical power hardware-in-the-loop and controller hardware-in-the-loop experiments - Actual hardware grid controllers, digital governors, variable-speed hydropower emulation, and power electronic interfaces - A megawatt-scale (2-by-1.25-MW) variable-speed hydropower emulation platform for mechanical power hardware-in-the-loop experiments - Renewable energy assets (such as wind turbines and solar photovoltaics) - Energy storage and conversion technologies (such as batteries and hydrogen electrolyzers) - A low-power advanced power electronics building block test bed | Physical Testing | Electrical and Electronic Testing | Generator Performance | 1)250kW Emulator Scalability Analysis: Conducted scalability analysis based on U.S. and Norway use cases with variable renewable penetration using the 250kW emulator. 2) 2.5MW Hydro Emulator: The 2.5MW hydro emulator will be available in February 2025. | 12 | NREL will need data for emulation activities; controllers for grid/grid-edge activities.
National Laboratory of the Rockies Advanced Research on Integrated Energy Systems (ARIES) and Energy Systems Integration Facility (ESIF) | Arvada | CO | 80007 | https://www.nrel.gov/aries/capabilities.html | National Renewable Energy Laboratory | National Lab | HyTN-15: Power Plant, Power Systems, and regional grid Digital Real-Time Simulation (DRTS) and Power Electronics Testbed for Hydropower Technologies | NLR’s ARIES DRTS platform enables high-fidelity analysis and characterization of electric grids with microsecond-level resolution. It supports detailed modeling of hydropower assets, including hydrodynamics, turbines, exciters, and hardware-in-the-loop (HIL) integration. The platform accommodates both large-scale power systems—such as regional grids with diverse generation portfolios—and smaller systems, including data centers or other electrified loads. It enables real-time simulation of plant- and grid-level controls. Plant-level models include governors, exciters, turbines, and power converters, while grid-level controls encompass energy management systems of varying complexity. ARIES DRTS supports CHIL integration for rapid prototyping, accelerating the transition of new control strategies toward deployment. It also facilitates HIL testing of emerging hydropower technologies, enhancing their responsiveness to dynamic grid conditions with diverse generation and load profiles. These technologies can be interfaced with regional-scale grid models, enabling comprehensive evaluation of advanced hydropower control functionalities for evolving power systems. DRTS platforms are essential for emulating thousands of grid devices, creating accurate digital twins of real-world environments in real time. This capability supports a wide range of R&D activities, enabling rigorous system analysis and validation across diverse energy applications. At the grid edge, DRTS provides a modular architecture for power and control interfaces tailored to hydropower applications, supporting reliability and maintainability assessments from component to system level. | The ARIES DRTS cluster provides the rapid prototyping environment that can enable an accelerated development of controls for advanced functionalities that hydropower assets can provide for grids with higher levels of renewable energy. Novel controls schemes that can evolve and adapt rapidly with the changing needs of the bulk and isolated grids are a key. DRTS capability is critical in understanding the role of hydropower including the provision of grid services including frequency and voltage support, emergency power, blackstart, etc. in real-time. It also allows HIL of new and emerging enabling technologies for hydropower that enhance responsiveness to the needs of grids with high renewable energy. At the grid-edge, the DRTS cluster includes 600 Low Power Grid Edge Devices, enabling running real-world communication protocols (expanding to 5000 devices by FY25). They include Advanced Metering Devices which are capable of emulating distribution systems through the use of an energy storage optimization toolbox and Real-Time Automation Controllers (RTACs). | The ARIES DRTS cluster utilizes assets at both NREL's Flatirons Campus and ESIF. PEGI assets: 2 Megavolt-Amperes (MVA) Photovoltaic (PV) Inverter serves as controls research platform for grid-forming algorithms, response to abnormal grid conditions, etc., 2.5 MVA Synchronous Machine driven by a controllable dynamometer, simulates various prime mover technologies and acts as a representative device for conventional generation or as a synchronous condenser. Medium-Voltage Impedance Network (MVIN) emulates weak grid conditions between inverter-based resources and a large interconnected grid and enables evaluation of high-frequency grid interactions such as sub-synchronous resonance and unwanted plant controller interactions. Equipment-Under-Test Pad serves as a drop-in space for direct interface of partner equipment to PEGI platform (typical interface is 13.2 kV at 1-2 MVA). | Physical Testing | Electrical and Electronic Testing | Grid Integration and (Hardware-in-the-loop) Sensors and Controls | 1) Digital Twin for Hydropower Communities: The Digital Twin Technical System (DTTS) was used to establish a digital twin of multiple hydropower-rich communities to demonstrate the resiliency calculation of the community. 2) Evaluation of Battery vs. Pumped Hydro: Evaluation of battery storage versus pumped hydro under various dynamic conditions. 3) Integration of Hydropower: Integration of hydropower to maximize utilization using storage and thermal boilers was evaluated for an Alaskan community. 4) Scalability Analysis and Model Validation: Scalability analysis and model validation of AI/ML algorithms using real-world hydro data. 5) Advanced Metering Infrastructure Integration with Hydro Microgrid Community: Rapid prototyping of AMI load shedding to enhance community resiliency. 6) Design and Integration of MicroPhasor Measurement Unit (MicroPMU): Integration of MicroPMUs at a hydropower community to provide dynamic observability of the community via high-resolution MicroPMUs. | 12 | NREL will need the scale of simulation desired, data for emulation activities, and controllers for grid/grid-edge activities.
ORNL Tribology and Surface Science Lab | Oak Ridge | TN | 37831 | https://www.ornl.gov/group/surface-engineering-and-tribology/about | Oak Ridge National Laboratory | National Lab | HyTN-19: Tribology Testing and Surface Characterization | The objective is to provide a bench-scale systematic evaluation of candidate lubricants and bearing/gear materials of the voucher recipient’s interest for advancing the efficiency and durability of waterpower turbomachinery. Tribological behavior is highly dependent on the operating/testing conditions, and thus the key in tribological evaluation is to identify/design appropriate tests with high relevancy to the actual application. In each voucher, tribosystem analysis is first conducted to understand the application needs and learn the critical attributes of the actual contact interface including the surface compositions, mechanical properties, and topography, lubricant viscosity and chemistry, temperature, contact pressure, relative motion, and velocity. Then, appropriate tribological tests including ASTM standards are identified and testing protocols are designed to best simulate the actual contact interface. A test matrix is then defined with at least 2-3 repeat tests at each condition. The lubricant viscosity and thermal stability, surface hardness and roughness, and the contact angle of the lubricant on the surface are measured before tribo-testing. The friction coefficient is monitored in situ. The wear loss is quantified using a 3D white interferometer and the surface damage is examined using optical and electron microscopes. Tribofilm characterization is used to learn the lubricant-surface compatibilities. Outcomes include the tribological performance of the candidate lubricants or materials/coatings of interest, side-by-side comparison with relevant commercial baselines, and mechanistic understanding. Monthly meetings are held between the ORNL team and the voucher recipient for work planning, progress update, and discussion. A final report is provided to summarize the testing results with scientific interpretation. | ORNL is a global leader in tribological evaluation of lubricants and materials/coatings and has developed four ASTM standard tribological tests. ORNL has a staff of technical experts and well-equipped tribology laboratories. The PI Jun Qu is a world-renowned tribologist with 20+ years of experience in developing, characterizing, and tribological testing advanced lubricants and coatings for various applications. He is a Fellow of the Society of Tribologists and Lubrication Engineers and serves on the Board of Directors for Wear of Materials. He has published 3 book chapters and 140+ journal papers and received 11 U.S. patents in the field of tribology and surface science. In addition, ORNL has state-of-the-art materials characterization and chemical analysis facilities to support mechanistic investigation. | Tribological testing in various wear modes, including sliding wear, rolling contact fatigue, abrasive wear (2-body & 3-body), fretting, tribocorrosion. Tests under well-controlled dry or lubricated conditions in ambient, vacuum, or controlled gas, at room temperature to 1000 oC, 0.1 – 1000 N load, 0.1 mm/s – 15 m/s sliding velocity. Capable of testing under boundary, mixed, and elastohydrodynamic lubrication, simulating the bearing and gear contacts in hydro or tidal turbines under wide operating conditions. More than 15 tribometers including PCS Instruments Micropitting Rig for rolling-sliding (simulating roller bearings and gears), Plint TE-77 reciprocating sliding (ASTM G 133 ball-on-flat), AMTI unidirectional sliding (ASTM G99 pin-on-disk), VLBT (simulating journal bearings and generating Stribeck curves), and Loop Abrasion tester (ASTM G 174). Lubricant analysis: viscometer (MINIVIS II), FTIR (Frontier LR 64912C), TGA (TA Instrument TGA-MS 2950 and DSC Q100), and contact angle meter (Dataphysics OCA 25) Multi-scale hardness measurements: Rockwell, Vickers and Knoop microindentation, and TriboIndenter nanoindentation Surface topography: Wyko NT9100 3D white light interferometer for wear quantification and Mahr 2D profiler for roughness measurement Surface morphological and compositional characterization: SEM, EDS, XPS, and FIB-aided TEM/STEM for worn surface and tribofilm characterization | Physical Testing | Mechanical, Material, and Structural Testing | Material Characterization Surface Resistance Friction Testing and Tribology | We have collaborated with the industry on many DOE projects with different mechanisms, including CRADAs, FOAs, and User/Voucher projects. We were part of the DOE EERE User Facility (High Temperature Materials Laboratory) from 2002 to 2012 and helped tens of companies with tribological testing and analysis. We also had a VTO-funded similarly structured Voucher project with Cool-X to test their diamond nanoparticles as candidate engine oil additives. In our on-going WPTO Sapling project, we are closely working with industrial partners on our lubricant development and recently submitted a joint application for the 2024 R&D 100 Award. For this Voucher program with WPTO, we have confirmed strong interest from two hydro companies, Kingsbury and Vbase Oil, as potential voucher recipients to pair with us. Kingsbury https://www.kingsbury.com/ is a leading manufacturer of fluid film bearings designated for hydro turbines and Vbase https://vbaseoil.com/ is a small business developing eco-friendly base oils. | 12 | Objectives, such as bearing materials development, lubricant development, or material-lubricant compatibility testing. The target application, basic information of the specific tribological system and contact interface (e.g., contact geometry and relative motion), and typical and extreme operating conditions (e.g., temperature, load, and speed). Non-proprietary physicochemical information of the materials (e.g., composition and mechanical properties) and lubricants (e.g., viscosity and chemistry) to be tested and characterized.
Please update Test Site to "PNNL Aquatics Research Laboratory (ARL)". | Richland | WA | 99354 | https://www.pnnl.gov/aquatic-research-laboratory | Pacific Northwest National Laboratory | National Lab | HyTN-21: Characterization of Fish Passage Technology | PNNL's capability in Characterization of Fish Passage Technology is at the forefront of advancing hydropower technologies. Our state-of-the-art facilities and expertise enable comprehensive evaluation of fish passage systems to ensure safe and efficient migration of fish through hydropower structures. PNNL’s Aquatic Research Laboratory (ARL) is equipped to house a wide range of fish species, which allows conducting extensive live fish trials within a controlled environment. Additionally, the ARL can simulate a variety of water quality conditions, facilitating studies on how different environmental factors impact fish during passage scenarios. This capability ensures we can simulate real-world conditions and gather accurate data on fish behavior and survival during passage. We specialize in testing novel fish passage devices with live fish. Live fish testing can be coupled with our Sensor Fish technology to quantify and validate hydraulic conditions and potential stressors. This technology provides critical data on the physical forces fish experience during passage, aiding in the design of safer hydropower systems. Additionally, we apply previously developed biological response models to stressor information through tools such as the Biological Performance Assessment (BioPA), a CFD-based tool. This allows us to provide detailed insights into how fish are likely to respond to various hydraulic conditions. The deliverables for voucher recipients may include detailed reports on the effects of passage devices on fish, validated hydraulic data from Sensor Fish, BioPA analysis results, and recommendations for improving fish passage designs. These outcomes enhance the readiness of hydropower technologies and contribute to the sustainable management of aquatic ecosystems. | PNNL is a leader in hydropower research, with extensive expertise and experience in developing biological criteria for turbine and fish passage design. Our organization has conducted numerous pioneering projects and collaborated with researchers across the U.S. and globally, advancing our knowledge and capabilities in this critical area. Our approach integrates state-of-the-art testing facilities, such as the Barotrauma Testing Chambers and Fluid Shear Flume, to simulate and study the specific stressors fish encounter during turbine passage. Our studies have provided integral information that has led to the development of safer turbines. This enables us to develop accurate biological response models and provide science-based recommendations for hydropower facility designs. Through our collaborative efforts and cutting-edge research, we offer valuable insights and practical solutions to improve the environmental sustainability and operational efficiency of hydropower technologies. | The ARL is a large indoor high bay facility with laboratory space and flexible configuration (7400 ft2 combined). - Over 50 m3 of circular tank space for holding fish, ranging from 2-6 ft in tank diameter. - Access to Columbia River water and ground water with extensive water quality controls including filtration, UV treatment, temperature (2°C -25°C) and dissolved oxygen control. - Ability to acquire, hold, and rear in and out of basin fish species (i.e. cold, warm, and tropical water species). Outdoor Facility: - Shear tank - Rectangular fiberglass flume (9 m long, 1.2 m wide, and 1.2 m deep); Centrifugal pump with a programmable electronic speed controller that can produce submerged jet velocities of water in excess of 20 m/s - Big Blue - Large volume static tank (7.3m x 3.0m x 2.5m, maximum volume 133 L) | Physical Testing | Biological and Aquatic Testing | Fish Passage Survival Fish Behavior and Entrainment | PNNL has extensive experience in evaluating Fish Passage Technologies, having conducted numerous projects directly relevant to this work. Notably, PNNL examined Percheron's Fish Pass Helix, Natel Energy’s Center Sender, and Whooshh's fish passage device, assessing whether fish encountered stressors and evaluating the successful passage of fish through these systems. Additionally, PNNL has a rich history of evaluating fish passage injury and survival, providing critical insights for industry partners. Our work involves rigorous testing to identify and quantify potential stressors and suggest mitigation measures, ensuring the safe and efficient migration of fish through or past hydropower structures. This experience positions us as a leader in advancing fish passage technologies and promoting sustainable hydropower solutions. | 12 | N/A
PNNL Materials Aging and Detection Science Laboratory | Richland | WA | 99354 | https://www.pnnl.gov/accelerated-real-time-environmental-nodal-assessment-arena-test-bed | Pacific Northwest National Laboratory | National Lab | HyTN-22: Characterization of Polymer and Composite Materials in Hydropower Technologies | The Materials Aging & Detection (MAaD) Science Laboratory performs aging and degradation studies on polymer and composite materials, including hydropower structures, seals, bearings, and other polymer components used in hydropower technologies. Our primary capabilities include material characterization, accelerated aging, and statistical analysis. In terms of material characterization, we perform mechanical (abrasion, fatigue, friction, flexural, tensile, hardness, indentation, and torque), chemical (activation energy, color, density, Fourier-transform infrared spectroscopy, UV-vis spectroscopy, haze, surface energy, and vapor transmission), thermal (differential scanning calorimeter, dynamic mechanical analyzer, thermogravimetric analysis/mass spectrometry), and electrical (dielectric spectroscopy, reflectometry, permittivity, and tan delta) studies. In addition, our laboratory also includes high-performance computing capabilities (e.g., COMSOL Multiphysics) to perform simulation studies that are used to validate and correlate with experimental results. The MAaD Lab also has non-destructive examination (NDE) capabilities, such as electrical reflectometry methods, which have been used for condition monitoring of polymer-based mooring lines. With the expertise of our staff and extensive capabilities, we can perform studies on environmental effects (thermal, moisture, etc.,), accelerated aging, and determination of failure mechanisms of polymer materials and structures used in hydropower technologies, prediction of material lifetime, and establishment of regular inspection and maintenance intervals. The output of the MAaD Lab is typically a comprehensive report and data sheet summarizing the findings, along with statistical analysis and modeling (if relevant). | The MAaD Science Laboratory consists of experienced material scientists and technical staff who have expertise working on diverse projects related to characterization, aging, degradation, and NDE studies of polymers. Our work has focused on polymers within nuclear power plant electrical cables, irradiation of polymers for sterilization, polymer recycling, offshore umbilical cables, piston seals in hydraulic power take-off systems of wave energy converters, evaluation of the recyclability of thermoplastic composites used in tidal turbines, and online monitoring of synthetic mooring lines. The primary staff consists of Muthu Elen is a polymer material scientist and leads projects focused on degradation studies, recycling, and non-destructive evaluation of polymer and composite materials used in marine environments, and nuclear power plants. Mychal Spencer is a senior materials scientist and he leads projects with a focus on the non-destructive evaluation of polymeric materials. | Mechanical - Instron 3367 Mechanical Test Equipment (1KN, 30KN load cell, and 1 KN, 10 KN pneumatic grips) - Nanoindentation equipment - Torque equipment - Hardness equipment - LFPlus Chatillon Pull-out Tester (1KN loadcell with pneumatic grips) - Taber Abraser Model 5135 - Reciprocating Tribo Tester (used to determine wear rate, coefficient of friction) Chemical - Agilent Cary 5000 UV Vis NIR - Bruker Alpha II FTIR - Bruker LUMOS II FTIR Microscope - Caron Environmental Chamber - Kruss Surface Analyzer - Optical microscope - Haze equipment - XRD equipment Thermal - Differential Scanning Calorimetry (DSC) Q200 - TA TGA 5500 – Mass Spec - Dynamic Mechanical Analysis (DMA) Q800 Electrical and NDE - Omicron Lab Spectano 100 Dielectric Analyzer - Copper Mountain TR1300 Vector Network Analyzer - LIRA equipment - HV Diagnostics Tan Delta Equipment Computational software - COMSOL Multiphysics | Physical Testing | Mechanical, Material, and Structural Testing | Friction Testing and Tribology Loading Testing Material Characterization | The MAaD Lab team has worked on several projects supported by the Department of Energy (DOE) Water Power Technologies Office (WPTO). Example projects include evaluating the durability of the polymer piston and rod seals used in hydraulic power take-off systems of wave energy converters, evaluating the recyclability of thermoplastic composite structures of tidal turbine blades, development of online monitoring methods to identify damage in mooring lines and evaluation of medium voltage umbilical cables that connect floating wave energy converters to subsea transmission lines. Through these projects, team members have interacted with various industry partners, surveying the needs for evaluation of the polymer materials in water power technologies. | 12 | The testing requirements such as accelerated test needs, sea-water tank testing, thermal tests, and other conditions that may need to be considered to replicate the real-life scenarios have to be discussed by the voucher recipient with the facility.
PNNL Bio-Acoustics and Flow Laboratory | Richland | WA | 99354 | https://www.pnnl.gov/bio-acoustics-and-flow-laboratory | Pacific Northwest National Laboratory | National Lab | HyTN-23: Comprehensive Hydraulic and Biological Impact Testing for Hydropower Turbines and Other Hydraulic Structure at Full or Partial Scale | Our facility offers advanced hydraulic testing capabilities for hydropower turbine designs and novel material constructions. We can conduct both full-scale and partial-scale testing to comprehensively assess turbine performance under the international standard IEC 60193. By utilizing our testing facility, hydropower technology developers can gain insights into the performance of their designs under realistic operating conditions. This enables them to identify and address potential issues early in the development process, enhancing the reliability and efficiency of their technologies. We also possess the capability to predict the biological impact of hydropower turbines, or other hydraulic structures, utilizing an autonomous sensor technology known as Sensor Fish (SF). The SF is a small autonomous device that uses multiple sensors to measure the physical stressors fish experience when passing through or around dams. The sensors provide accurate, physical measurements for acceleration, pressure, rotational velocity, and orientation, which convey what real fish may experience during downstream passage. The Hydropower Biological Evaluation Toolset (HBET) is used to analyze SF data. HBET relates data collected by field-based sensors (e.g., SF, acoustic telemetry) to biological response models for downstream fish passage at hydropower facilities. This information enables hydropower operators and hydropower turbine designers to the identify risks and physical stressors that may impact fish and come up with alternatives to improve biological performance. This comprehensive hydraulic performance and/or biological performance testing capabilities advances the readiness of hydropower technologies by providing crucial performance data, insights, and impacts, ultimately driving innovation and enhancing the adoption of efficient and reliable hydropower solutions. | At PNNL, researchers investigate monitoring and measurement strategies to minimize the impacts from hydropower on fish and wildlife. Through research, technology development, and collaborative partnerships, PNNL works to maximize environmental sustainability for existing and new hydropower facilities. PNNL experts in the fields of biology, population dynamics, behavior, data analytics, computational modeling (e.g., CFD), and mechanical/electrical engineering are helping the hydropower industry find solutions for fish passage. Mitigating fish passage around hydraulic structures is important for hydropower operations both nationally and around the world. PNNL has experience developing a turbine test loop to investigate the performance trade-offs for carbon fiber blades vs. stainless steel blades , as well as experience conducting field evaluations to investigate biological impacts. | The facility outside Building 331 at PNNL features a comprehensive turbine test loop that is approximately 2 meters wide and 10 meters long. This loop includes a centrifugal pump, PVC pipes, a turbine runner, and a range of sensors for detailed performance and impact measurement. The pump operates at 2500 gallons per minute (gpm), with a head of 90 feet, 1780 revolutions per minute (rpm), and a pressure of 175 pounds per square inch (psi). To create a load on the turbine, options include a permanent magnet generator with a resistive load bank and a mechanical dynamometer. The facility is equipped with various measurement instruments, such as a flow meter, a differential pressure sensor, a tachometer, and a torque meter, to ensure accurate data collection. For conducting evaluations of biological performance, we have SF in different form factor. These include the standard cylindrical shape and a smaller spherical form factor, allowing for versatility in testing scenarios. This setup enables thorough hydraulic and biological impact testing of hydropower turbines and other hydraulic structures under a range of conditions. | Physical Testing | Hydraulic Testing | Turbine Performance Fish Passage Survival Fish Behavior and Entrainment Advanced Manufacturing Sensors and Controls Environmental Monitoring | PNNL is the inventor of the patented Sensor Fish technology, which has been successfully commercialized to facilitate widespread use. Sensor Fish has been deployed globally , , to study potential impacts on various fish species, leading to numerous peer-reviewed publications. Additionally, PNNL has constructed a turbine test loop to evaluate performance trade-offs between traditional turbine blade materials, like stainless steel, and advanced blades made from carbon fiber composites3. This combination of innovation and practical application demonstrates PNNL’s expertise and capability in conducting research relevant to the described capabilities. | 7 | Hydraulic Testing: please provide estimated power of the turbine. Biological Testing: please provide minimum opening in the system to be tested (e.g., gaps between Francis turbine blades). For either testing please provide estimated flowrate required.
PNNL Multipurpose Stress Corrosion Testing Labs | Richland | WA | 99354 |  | Pacific Northwest National Laboratory | National Lab | HyTN-24: High Capacity Quantitative Measurement of Stress Corrosion Cracking Including Time to Initiation, Growth Rate, Fatigue Life, and Crack Growth Rate | The two labs were established to provide high fidelity, in situ measurement of time to initiation and crack growth rate in a variety of environments and loading conditions, including stress corrosion fatigue conditions. 21 test systems, each capable of testing multiple specimens at a time are now present to meet the throughput needs of the various clients. Testing is typically conducted in water containing-environments ranging from ultra-high purity water to saturated salt conditions. All of the test systems provide well controlled environmental conditions, and key environmental parameters are continuously logged to the test data file. Testing can be conducted in either fully realistic environments or in realistically accelerated environmental conditions, such as testing at temperatures above the prototypic operating temperature. Both short term, and long term tests are conducted with long term tests often dedicated to measuring time to initiation over periods of years and crack growth rates as low as 10 µm/year. These labs enable the hydropower community to evaluate the potential use of new, improved, or existing materials in aqueous environments where stress corrosion and stress corrosion fatigue are a concern. This could include testing of materials exposed to natural or artificial water environments. The most likely use for these labs is measurement of stress corrosion fatigue life or stress corrosion fatigue crack growth rate of materials to provide information to either estimate the life of existing components or provide data to design new components that will meet desired lifetimes. | For 20 years, the primary purpose of these labs has been to support the maintenance and growth of electric power generating systems, primarily nuclear power. The capability of these labs is built to provide accurate, high resolution data that are needed for the nuclear industry. We maintain the same approach for work conducted for other clients. The team currently consists of two senior scientists and multiple junior staff fully dedicated to these labs. Material and specimen characterizations are typically integral aspects of our research programs. The two senior researchers are degreed materials scientists. Material microstructure and specimen examinations are performed in labs in the same building. Our team and support staff are highly experienced in everything from optical examinations to high resolution electron microscopy examinations. We also conduct baseline mechanical property measurements such as hardness, tensile properties, fracture toughness, and fatigue behavior. | The test systems are designed, built, and maintained in-house. All the test systems are based on a similar template that includes a rack that contains all the electronics such as data logging and test control devices. Load is controlled using servo-electric loading systems with cyclic loading frequencies up to 5 Hz. Each system has an environmental control system to control either aqueous or gaseous test conditions. Environmental chambers are built to conduct testing in either dilute chemistry conditions are concentrated chemistry conditions. Environmental conditions are actively measured and maintained at target values. | Physical Testing | Mechanical, Material, and Structural Testing | Surface Resistance Loading Testing Material Characterization Repair Methods | These labs were recently used to conduct corrosion fatigue life testing of materials in water environments to provide information needed to consider the adoption of water-filled hubs in hydropower systems. Upcoming work will look at the effect of river water environments on the corrosion fatigue behavior of selected turbine blade materials. | 12 | N/A
PNNL Self-Lubricating Bushing Testbed | Richland | WA | 99354 |  | Pacific Northwest National Laboratory | National Lab | HyTN-25: Self-Lubricating Bushing Testing | PNNL’s Self-lubricating Bushing Testbed can be used to evaluate Self-lubricating bushings (SLB). It can also be modified to evaluate the performance of Environmentally Acceptable Lubricants (EAL)-based ones. Oil-free hub technology offers many benefits including environment-friendliness, reduced operation costs, and corrosion resistance for Kaplan turbines. PNNL will provide detailed friction and wear test data. | PNNL has designed and fabricated a SLB testbed for the Kaplan turbine at John Day Dam under the direction and funding from United States Army Corps of Engineers (USACE) and the Bonneville Power Administration (BPA). Companion testing was conducted to validate the scaling approach and assess its suitability for the prototypic system. Accelerated testing affirmed that several self-lubricating bushings meet or exceed oil-bronze bushings for turbine blade trunnion friction and wear. | SLB testbed includes mechanical, electrical, instrument & control, and supporting equipment that allows testing on bushings to meet the end-user’s requirements. The bushing size that can be tested is currently limited to 5-inch ID, 0.2-inch bushing wall thickness, and 3-inch length. With this bushing size and length, SLB bushing preload pressures of 6,000 psi with ± 1,000 oscillating pressures have been tested on SLBs, but system is capable of higher pressures of 7,400 psi with ± 1,000 oscillating pressure. The mechanical system is fatigue rated for long-term tests with accelerated force and rotation capabilities and active cooling to perform accelerated testing sequences. Rotational oscillation backlash is eliminated in the bushing measurement section of the test stand utilizing specialized components. Force loading achieve during current SLB testing is 90,000 lbf preload; oscillating load of ±15,000 lbf at 2 Hz; maximum force load capacity is 126,000 lbf. Rotation sequencing achieved during current testing sequences for coefficient of friction ranging from 0.1 – 0.3 (i.e. SLBs – bronze bushings) has been ±0.3° at 4 – 5 Hz for around 5 million cycles for each test. Rotational torques of up to 8,300 ft-lbs are available to overcome friction loads during testing with current configuration. | Physical Testing | Mechanical, Material, and Structural Testing | Turbine Performance Friction Testing and Tribology Material Characterization | PNNL has designed, fabricated, and operated a self-lubricating bushings (SLB) testbed under the direction and funding from USACE. PNNL experience for the complete process from test design, data collection and processing, to scaling analysis for obtaining comparative performance results. | 3 | N/A
PNNL Biofouling Test Laboratory (BTL) | Richland | WA | 99354 |  | Pacific Northwest National Laboratory | National Lab | HyTN-26: Testing Biofouling Resistance and Durability of Coatings and Materials Intended for Use in Harsh Marine and Aquatic Environments | The Biofouling Test Laboratory (BTL) conducts quantitative assessments of paints, coatings, and materials with an emphasis on performance in aquatic environments. Biofouling resistance and physical durability are critical indicators that determine how long a surface will remain effective in a harsh aquatic environment. Biofouling resistance is measured by exposing samples to fouling organisms and then quantifying the amount of resulting biofouling using one of several methods developed by PNNL. Durability and materials characterization are performed using a variety of instruments that employ standardized test methods. Hydropower and marine energy capture technologies are, by nature, deployed in harsh environments with exposure to prolific biofouling species, intermittent or continuous submersion, and abrasion. Coatings provide critical protection that prolong equipment lifetime and minimizes maintenance. Development and testing of new and existing coatings will provide the data necessary for hydropower and other aquatic infrastructure stakeholders to make informed decisions regarding the choice of materials and coatings for deployment in aquatic environments. Performance data must be repeatable and quantitative, and the BTL is a world leader in developing quantitative biofouling assays for both freshwater and saltwater environments, as well as incorporating a suite of standardized test methods for the comprehensive physical characterization of coatings and surfaces. Voucher recipients will receive the following deliverables per their agreed upon testing plan: biofouling resistance (larval and adult mussel resistance, measured by number of organisms and byssal attachment strength, respectively), abrasion resistance, adhesion strength, hydrophobicity (contact angle, roll-off angle, and surface energy), coefficient of friction, and texture/surface roughness. | PNNL has conducted high quality research and development related to biofouling for over 15 years. We have served as DOE’s principal evaluator for materials and coatings destined for marine and aquatic environments. Our core competencies include: Biological Testing: Adult mussel adhesion: Measures tendency for adult mussels to attach to a surface and the force required to remove them. A good proxy for fouling by invasive zebra and quagga mussels. Mussel larvae settlement: Samples are exposed to a dense population of mussel larvae to measure the rate of settlement and attachment. Measures ability to prevent fouling at early stages of development. Physical Testing Adhesion: Adhesion strength of coatings to various substrates and primer coatings. Abrasion: Measures resistance to abrasion over many cycles. Hydrophobicity: Water contact angle, roll-off angle, and surface energy. Coefficient of friction: Measured using a force gauge, and standard surfaces. Surface roughness: texture and roughness characterized using 3D microscopy. | Durability testing: - Elcometer 1720 Abrasion & Washability Tester; Automated abrasion testing device; programmable cycles and linear stroke length Mark-10 ESM303; Force test stand Mark-10 G1086 COF fixture; Measures coefficient of friction (COF) - Mark-10 Force Gauge (M7-05); Tension and compression up to 2.5 N - Shimpo 1000N Force Gauge (model FG-3009); Tension and compression up to 1000 N - Shimpo 10N Force Gauge (model FG-3003); Tension and compression up to 10 N - Defelsko PosiTest® AT-A; Pull-off adhesion tester Hydrophobicity and other measurements: - Rame-hart 590-U1, Model 590 Adv Automated Goniometer/Tensiometer; Measures water contact angle and roll-off angle - Defelsko Positector Advanced Gauge Body; Interchangeable platform for interfacing with all Defelsko Positector brand measurement probes - Defelsko Positector 6000 FNTS Metallic Dry Thickness Probe; Nondestructive paint thickness gauge - Elcometer 3230 Wet Film Wheel Paint Thickness Gauge, 0 - 500 um; Wet paint thickness roller gauge Coating application: - Sono-tek Exacta-Coat; Ultrasonic spray coating system - Iwata Silver Jet; Light-duty low pressure compressor - Master brand airbrush, model 2622; Airbrush - Master brand nozzle set, model 2622-SET; Airbrush nozzles - Neiko HVLP spray gun, 1.0 & 1.5mm; Paint spray gun Facilities: - Chemistry/Materials Research Lab - Synthesis, application, biological cultures, measurement - Aquatic Research Lab - Freshwater tanks, saltwater tanks, walk-in cold room | Physical Testing | Biological and Aquatic Testing | Friction Testing and Tribology Material Characterization Biofouling | PNNL has been conducting the biofouling and materials tests described here consistently for the last 5 years as part of our efforts to develop commercially viable antifouling coatings for hydropower and marine energy. These efforts include collaborations with industry partners through the Technology Commercialization Fund. We have evaluated hundreds of samples and honed our experiments to yield high-quality repeatable results. Work in this area will continue with new efforts taking off in 2025. The team has authored 4 peer-reviewed journal articles to document our biofouling methods. Three more articles are currently in review or preparation. The team also has 6 patents related to biofouling detection and prevention. | 5 | The BTL must receive coating details such as chemical composition and application instructions, if coating is not applied by the voucher recipient prior to sending to BTL.
Distributed Energy Technologies Laboratory (DETL) | Albuquerque | NM | 87123 | https://energy.sandia.gov/programs/electric-grid/renewable-energy-integration/distributed-energy-technologies-lab-detl/ | Sandia National Laboratories | National Lab | HyTN-27: Distributed Energy Technologies Laboratory (DETL) | The Distributed Energy Technology Laboratory (DETL) is a state-of-the-art hardware testing research facility to study grid integration of energy technology such as Photovoltaic (PV) inverters, Wind Turbine Generators (WTGs), energy storage system (ESS), wave energy converters (WEC), and hydropower systems. DETL is a multipurpose research facility designed to integrate emerging energy technologies into new and existing electricity infrastructure to accommodate the nation’s increasing demand for clean, secure, and reliable energy. The laboratory is highly configurable, it allows researchers to evaluate distributed energy resources (DER) and controllers such as inverters and other power electronics equipment under a wide range of conditions including irradiance variability, power levels and voltage and frequency regulation functionality in both grid-connected and microgrid configurations. Testing capabilities include scaled portions of utility feeders and the transmission infrastructure through Power Hardware-in-the-Loop (PHIL) capabilities (including an OPAL-RT OP5707XG simulation platform). | DETL has been used as a platform to perform power hardware-in-the-loop experiments for different types of renewable energy systems. The PHIL platform at DETL has two electric machines couples through a mechanical shaft. One of the machines is used to emulate the energy resource to be emulated, which can be a wind turbine, a wave energy converter, or a hydro turbine. The other electric machine is used as the generator, which is connected to the power grid using a power converter. DETL has a set of residential inverters that can be used to replicate many load profiles from different residential communities. The residential inverters can be used to emulate the load characteristics of a given application. The laboratory has an electric energy storage system that can be used to emulate a wide variety of storage technologies with a rated power up to 100 kW. | DETL has the capability to conduct tests on utility-scale equipment by using utility and surge simulators, high power waveform analyzers, and related test equipment that includes the following: - 180 kVA Ametek AC grid simulator RS180 - 200 kW Ametek TerraSAS PV simulator with up to 20 individual outputs - 100 kW high-voltage NH Research battery simulator - 48 kW low-voltage NH Research battery simulator - 280 kVA/225 kW diesel generator with gridinterconnection controller - OPAL-RT power hardware-in-the-loop system - Motor control center-based microgrid - 100 kVA, 30 kVA grid-forming inverters - 320 VA microinverter test bed - High-fidelity inverter model development and validation - Wind turbine physical motor-generator - IP-based communications emulator | Physical Testing | Electrical and Electronic Testing | Turbine Performance Cybersecurity Generator Performance Grid Integration and (Hardware-in-the-loop) | DETL has been used for grid integration studies for PV systems, wind turbine generators, and wave energy converters. DETL is part of a program called TEAMER, which is a program that allows marine energy researchers to work with facilities to solve specific problems related to marine energy. | 6 | N/A
Hydraulics Wave Basin Facility | Iowa City | IA | 52242 | www.iihr.uiowa.edu | The University of Iowa | Academic Lab | HyTN-30: Large-scale circulating-type closed loop with large sump reservoir | IIHR will provide engineering and technical assistance on test setup and approach, including data acquisition and analysis. IIHR’s engineers can design and setup a flow loop for hydraulic testing of various hydropower technologies. Detailed measurements of flow rate, head, pressure fluctuations, velocity, and other flow parameters are possible. A technical report including the design, setup, approach, data, and results will be provided including CAD drawings, photos, and videos. Raw data files are available upon request. | IIHR has extensive experience designing and constructing physical hydraulic models and test facilities for municipalities, dam owners, private companies, and major hydroelectric public utilities. IIHR has constructed several large warehouse-sized models, including a 50 x 33 x 1.4-meter replica of the Columbia River gorge including the Wanapum and Priest Rapids dams. IIHR is known for its remarkable combination of practical experience and in-house modeling expertise (physical and computational) as well as field data collection. IIHR resources include a machine shop, carpentry shop, and electronics/instrumentation shop. | The IIHR test loop includes all mechanical and electrical hardware that enables conveyance and monitoring of a uniform inflow of fluid from the sump, through the model, and back to the sump. Potable water is conveyed from the sump to the test loop through a one of three vertical turbine pumps each equipped with a variable frequency drive (VFD). The largest pump has an enclosed, stainless-steel turbine-type impeller with a 32-cm diameter and can run at a speed of 1760 RPM and producing up to 0.426-m3 of flow at 21.3 meter of head. Flow rate can be finely adjusted the VFD and/or control valves. A magnetic flow meter with an accuracy of +/-0.25% of the total flow measures the flow rate. The flow loop can be reconfigured with varying lengths and diameters of pipe to match the test unit. | Physical Testing | Hydraulic Testing | Turbine Performance Fish Passage Survival Fish Behavior and Entrainment Sediment Passage Water Passage Generator Performance | IIHR performed experimental tests on a 1/8-scale prototype of a unique design hydroturbine/generator developed by AMJET Turbine Systems, LLC (ATS). The purpose was to evaluate the system’s hydrodynamic, electrical, and mechanical performance and to compare the laboratory results with numerical simulations for validation. The experimental tests provided a comprehensive performance map for the prototype-scale turbine. IIHR installed a test stand and built an instrumented test loop as a suitable test site. It took advantage of the facility’s large sump reservoir and its ability to support continuous testing with a circulating-type closed-loop model. IIHR also designed and provided the data acquisition hardware, LabVIEW VI, and engineering/technical assistance on the test setup and approach. IIHR’s other history of physical modeling includes the Cardinal Power Plant forebay, Priest Rapids Dam, Wanapum Dam, Thames Tideway Tunnel, St. Louis Sewer District, Hells Canyon Dam, Brownlee Dam, and Box Canyon Dam. | 4 | N/A
St Anthony Falls Laboratory | Minneapolis | MN | 55414 | https://cse.umn.edu/safl | University of Minnesota | Academic Lab | HyTN-32: Hydraulic modeling and testing of fish deterrence, fish bypass, and ice/wood debris mitigation technologies | This Capability is for hydraulic physical modeling and testing of environmental mitigation technologies designed for new or existing hydropower facilities including: 1) fish deterrent or guidance systems; 2) ice and wood debris management technologies; 3) advanced fish bypass technologies such as fish elevators, hydraulic conveyance, or other novel fish passage technologies; and 4) other innovations designed to address environmental challenges associated with hydropower facilities. The project will involve utilizing specialized hydraulic research facilities at the St. Anthony Falls Laboratory, University of Minnesota. The objective of this Capability is to provide the Recipient with access to large-scale physical experiments such as the Main Channel Facility, the SAFL Model Floor, and other facilities at SAFL. Depending on the TRL level of the technology, experiments may target a range of outcomes. Lower TRL technologies may seek R&D while more advanced technologies may seek near field-scale performance validation. The experiments may be configured in several ways to suit the needs of the technology. For fish deterrent and fish passage technologies, testing can focus on optimization of the hydraulics of a design, assessment of hydraulic load and forces, measuring velocity fields, and collection of physical data for numerical model validation. SAFL has large facilities and most testing can be done at full scale or slightly reduced scale. For debris mitigation technologies, testing can focus on physical modeling of various debris scenarios, load measurements at surface and subsurface, and assessment of debris buildup on plant operations. | SAFL is a hydraulic research facility located in Minneapolis, MN. We operate as a research center involving university faculty and a large professional research staff. We work with industry partners and support all levels of design, fabrication, experimental design, data collection, analysis and reporting. SAFL is located 15 miles from the MSP international airport. This Capability focuses on utilizing the SAFL Main Channel, Model Floor and other facilities, depending on the needs of the specific project. In all cases, the projects will involve examining performance of the technology under a broad range of hydraulic conditions. A core competency at SAFL is our staff engineering team. This 15-member team possesses deep expertise in physical experiments and testing and can help optimize and focus the experimental plan. This team is also well-versed in renewable energy technologies. | The Main Channel, Model Floor, and modeling spaces have dedicated precision data acquisition carriages that allow the user to deploy sensors, cameras or other technologies within the test section. A laser-line rapid topo-scanner system is also available on the carriage, allowing high resolution, real-time scans of both bathymetry and water surface. SAFL also has various sensors and data acquisition systems that can be utilized during the research project (e.g. velocity, turbulence, dissolved oxygen, underwater imaging and force sensors). SAFL has a large staff of professional research engineers and technicians that will be integrated into projects as needed. This team has deep expertise in hydraulics, fluid dynamics, sediment transport, experimental design, geomorphology, and ecohydraulics. Technical capabilities such as experimental design, fabrication, and data acquisition will be utilized to finalize a research plan that meets the specific objectives of the project. | Physical Testing | Hydraulic Testing | Sediment Passage | SAFL is a public hydraulic research laboratory where hydraulic experiments and research are the primary activities of the facility. Working with industry and the private sector on the design and execution of hydraulic research and RD&D are common activities for our personnel. We have also been recipients of DOE WPTO funding, either as direct recipients or through subawards and are familiar with the technical, administrative, and project management expectations of this federal agency. | 9 | The following is information SAFL would find helpful in the matching process: overview of the technology along with schematic drawings, dimensions, and photographs/video; description of the Recipient organization and biographical sketches or CVs for members of the project team that will interact with SAFL; Recipient’s stated objectives for the experiments; Recipient’s assessment of TRL level and how the Capability described herein would advance their technology; description of any previous related research, modeling, experiments, or testing performed with the technology.
Multi-Axial Subassemblage Testing (MAST) Laboratory | Minneapolis | MN | 55455 | https://mastlab.umn.edu/ | University of Minnesota | Academic Lab | HyTN-36: Strength, Stability, and Serviceability Evaluation of Large-Scale Structural Components including Complex Multi-Axial Loading Conditions | Resilient hydropower projects require that the underlying structural components satisfy safety, reliability, and sustainability requirements to ensure uninterrupted service and protection of surrounding communities. Innovations in the repair of aging components, such as dams and gates, and integration of modular components and printed concrete require physical testing to verify performance requirements. Given the catastrophic implications of hydropower facility failure, design investigations should consider testing at partial- or full-scale. These structural components are subjected to multi-axial load states, including gravity load and lateral loads due to water pressure or movement that induce axial loading, shear, and moments. Therefore, strength, stiffness, and durability should be evaluated under these conditions. The MAST testing system delivers large forces and displacements to the top of a full- or near full-scale test specimen with up to six spatial degrees of freedom (DOF). The applied forces can be configured to reflect the gravity load on the test structure while simultaneously imposing in- and out-of-plane deformations and demands to represent hydraulic or earth pressures. The quasi-static, multi-directional loading can be augmented by four ancillary actuators to apply loading or displacement demands at other locations on the test structure. The facility will work with the voucher recipient to develop the test and instrumentation plan to capture the required limit states. Test documentation, recorded visual media, and data will be provided to the recipients. The testing will inform the serviceability and strength limit states of the structural component, which aids the development of the technology along the readiness roadmap. | The facility contact, Dr. Lauren Linderman, is the Director of the MAST Laboratory and has been involved in management of laboratory resources including shake table systems and quasi-static testing within large-scale structural laboratories. She is a specialist in structural control and sensor development and deployment and monitoring. Dr. Steve Barbachyn, the manager of MAST and research associate, is a specialist in the design and experimental testing of large-scale structural systems and components. He has expertise in concrete structures, hydraulic control systems, electronic instrumentation, noncontact measurement technology, and knowledge of codes and standards. The laboratory has an excellent record of safety, on time and on budget project delivery for academic researchers, private companies within and outside of structural engineering, and governmental organizations. MAST fits into an integrated data-centric approach to experimentation, theory, databases, and model-based simulation, and uses a variety of tools for collaboration. | MAST is a large-scale structural testing system that applies loads and deformations through six-degree of-freedom (DOF) control. The multi-degree-of-freedom loading can be applied via quasi-static hybrid testing or ramp and hold control. Imposed loads are resisted by an L-shaped strong wall–strong floor system. Its advanced control system features a set of large-capacity hydraulic bearings to minimize friction as the load is applied through eight servo-controlled hydraulic actuators attached to a rigid steel crosshead. MAST can simultaneously apply up to ±1.3 million pounds of load in the vertical direction and up to ±880k in the horizontal orthogonal directions with maximum deformations of ±20 in. and ±16 in. in the vertical and horizontal directions, respectively. Structural subassemblages as large as 20 ft. by 20 ft. in plan and 28.8 ft. in height can be accommodated with the option to rotate the control geometry to test larger structures on a diagonal 12ft. x 36 ft. in plan. Four ±220k ancillary actuators with ±10 in. stroke enables further testing protocol customization. Each of the ancillary actuators can be independently controlled by user-specified load or displacement targets or be slaved to another ancillary actuator or MAST DOF. | Physical Testing | Mechanical, Material, and Structural Testing | Loading Testing Repair Methods Advanced Manufacturing Structural Integrity and Dam Safety | In 2022, the University of Minnesota Multi-Axial Subassemblage Testing (MAST) Laboratory completed testing of a reduced-scale portion of a wind turbine tower base structure using six-degree-of freedom (6DOF) control technology for the University of Notre Dame. The funding for the University of Notre Dame project was partially provided through a Department of Energy grant. Like the proposed work, the project evaluated the performance of a novel structure built using additive manufacturing techniques by conducting a series of serviceability- and ultimate-limit state tests under various load combinations before testing the tower to failure. MAST 6DOF control was used to impose the prescribed axial force, shear, moment, and torsion for each test. Both displacement and force control modes were used during testing as required by the researchers and project goals. | 10 | The facility needs information on test specimen scale and fixture needs to interface with the MAST crosshead.
Closed Loop Recirculating Turbine Performance Test Facility | Holden | MA | 1502 | https://www.verdantas.com/ | Verdantas | Private Lab | HyTN-38: Closed Loop Recirculating Turbine Performance Test Facility | The testing objective will be to evaluate the performance of a hydropower turbine within a closed loop recirculating test facility. Depending on the turbine size and facility limitations, the turbine may be modeled and scaled using affinity laws and guidelines. Performance testing of either a full- or model-scale turbine will be conducted over a range of head and flow conditions. At a minimum, head and flow measurements will be collected for each test condition and are assuming voucher recipients will measure torque and turbine speed with their instrumentation. Testing will be performed in accordance with American Society of Mechanical Engineers Performance Test Code on Hydraulic Turbines (ASME PTC 18-2002). Collected data will be analyzed to determine the efficiency and power of the turbine. If a model-scale turbine, this information will then be scaled-up to provide an estimate of full-scale prototype turbine performance. In addition, an uncertainty analysis will be performed to provide the overall uncertainty in reported efficiency and power. | Founded in 1894, Alden Research Laboratory (now Verdantas) began as an academic laboratory and is the oldest continuously operating hydraulic laboratory in the United States. Verdantas has been a recognized leader in the hydropower industry and the field of fluid dynamics consulting, research, and development. From the early days of hydropower, Verdantas has been on the forefront of research and development, having invented the Alden Absorption Dynamometer (i.e., a friction brake) to measure torque output of water wheels and turbines. In 1996, Verdantas, along with the US DOE and EPRI, developed a fish-friendly turbine with greater than 90% efficiency and fish mortality of ≤ 5%. Currently, Verdantas provides independent testing of emerging hydrokinetic and innovative turbine technologies. This long history of expertise has made Verdantas a leader in environmental mitigation, hydraulic modeling for engineering and biological performance, flow measurements and turbine performance testing in support of the hydropower industry. | Test Loop Piping Length Range: - Variable Piping Diameter Range: 2-inch to 12-inch, larger diameters available dependent on design - Head and Flow Rate: 19 cfs at 6 ft of head to 5 cfs at 36 ft - Pumps (if available): Goulds 3420: 17,000 gpm at 68 ft of head Worthington: 1,700 gpm at 46 ft of head Others Available depending on conditions needed - Tailwater Tank: 4 ft W x 25 ft L x 10 ft D - 7,300 gallons 8 ft W x 20 ft L x 5 ft D – 5,600 gallons Others Available depending on conditions needed - Flow Meter: Venturi meters and orifice plate meters available - Head Measurement Instrumentation: Rosemount differential pressure transmitters - Hoisting Equipment: Fork truck up to 10,000 lbs. capacity available | Physical Testing | Hydraulic Testing | Turbine Performance | The Verdantas engineering team has evaluated turbines for engineering performance testing both in the laboratory and field. The team provides the highest standard for performance measurements of turbines, applying the various code accepted methods of flow and power measurements. Recent laboratory performance testing includes hydropower turbines and hydrokinetic turbines for confidential clients. | 8 | Is this a full-scale turbine or a scaled unit? If scaled unit, what is the scale? Design head and flow for the turbine. Inlet and outlet orientation and dimensions. The voucher recipient’s testing objectives and goals. Specifications on instrumentation the voucher recipient will provide/use for testing? How does the voucher recipient plan on controlling the load on the turbine? Will a load bank be needed?
Building 6 Steel Recirculating Test Flume | Holden | MA | 01520 | https://www.verdantas.com/ | Verdantas | Private Lab | HyTN-39: Fish Passage Survival and Behavior Steel Testing Flume Facility | The testing objective will be the evaluation of a technology related to fish passage and/or fish behavior that could be installed at a hydropower project. The technology would be deployed within a large recirculating water flume, configured to meet test objective(s). Testing will focus on determining the effects of the technology on up to two fish species, possibly with different size classes, evaluated under multiple operational and/or flow velocity conditions. Specific evaluation criteria will be dependent on the technology evaluated and may include, but not limited to, estimates of survival, injury, passage or bypass efficiency, entrainment, impingement and/or behavioral guidance/deterrence. Testing will consist of multiple treatment trials during which known numbers of fish will be released into or within the vicinity of the technology and then collected from the test flume. During each treatment trial the technology will be set to an operating condition and/or the flume set to a flow velocity condition. Depending on the agreed upon objectives and scope, along with budget constraints, fish may be tagged (i.e., PIT) and/or filmed with underwater cameras to provide additional information about their behaviors and movement. Data from the trials will be analyzed and summarized in a report that will include the test facility design and operation, methodology, and results. Raw data can be provided to the voucher recipient if requested. Results and data gathered from this evaluation could aid in demonstrating to local and federal agencies that a technology meets fish passage regulatory requirements within the hydropower industry. | Verdantas is a recognized leader in the field of fish passage design, research and development. Our team of fish passage engineers, hydraulic modelers and fisheries biologists specialize in addressing upstream and downstream fish passage challenges related to dams and hydropower projects. Our fisheries biologists and engineers have conducted numerous laboratory studies to evaluate fish passage/bypass guidance technologies and turbine blade strike within our test flumes and custom fabricated test facilities. These evaluations have included custom bar rack bypass structures for hydropower operators, turbine entrainment survival for DOE, electrical and flow behavioral guidance for the Electric Power Research Institute, and innovative passage technologies for vendors such as Fishheart and Whooshh. The approach during these evaluations, as it would be for a voucher recipient opportunity, is to design a test plan which will provide proof-of-concept information and data to help advance the technology to the pilot-phase or a commercially ready stage. | Test Flume: 60-ft L x 6-ft W x 7-ft H (55,000 gallons) Test Flow Rate: 0-120 cfs (0-3 ft/s) Power: 115 V single phase to 480 V 3 Phase Fish Holding System: 5 – 420 gal and 3 – 235 gal tanks with a total system volume of approximately 5,000 gallons. Each holding tank is supplied with a continuous flow of 4 to 7 gpm from a 5-hp pump and ambient air pumped through air stones by a 1-hp blower. System water is filtered through a series of coarse mesh bag filters to remove any heavy solids and waste products prior to passing through four FSI 25-micron bag filtration units, four 57-watt ultraviolet sterilization units, two activated carbon filtration units, and a 60-gallon bio-filtration tank. A chiller unit and submersible heaters are used to maintain optimum temperatures for the species and life stages being held. Up to 6 Advanced Security Underwater infrared cameras (IP68) and DVR system Passive Integrated Transponder (PIT) Biomark IS1001 Receiver | Physical Testing | Biological and Aquatic Testing | Fish Passage Survival Fish Behavior and Entrainment | The Verdantas team of fisheries scientists and engineers is recognized for developing and evaluating fish protection systems and upstream and downstream fish passage facilities. Verdantas has extensive experience in numerical and physical modeling, fish passage design, and lab and field evaluations of fish passage biological and engineering performance. The diverse skills, facilities and services provided are unique to the industry and foster an environment in which innovative ideas and designs can be efficiently developed and evaluated. Verdantas’ evaluation and development of fish passage and protection technologies often includes live fish in test flumes to identify optimum design and operational criteria for minimizing injury and mortality and improving fish passage efficiency. Verdantas staff has also conducted field evaluations of fish passage technologies using various sampling methods and has completed numerous hydraulic studies and designs of upstream and downstream fish passage facilities that have been installed at hydro and non-hydro dams. | 5 | Details on the technology and the voucher recipient's goals/objectives for testing.
Taft Fisheries Research and Testing Facility Recirculating Flume | Holden | MA | 01520 | https://www.verdantas.com/ | Verdantas | Private Lab | HyTN-40: Fish Passage Survival and Behavior Taft Fisheries Research and Testing Facility Recirculating Flume | The testing objective will be to evaluate a technology related to fish passage and/or fish behavior for potential installation at a hydropower project. The technology would be deployed within a large recirculating water flume, configured to meet test objective(s). Testing will focus on determining the effects of the technology on up to three fish species at one or more size classes, evaluated under multiple operational and/or flow velocity conditions. Specific evaluation criteria will be dependent on the technology evaluated and may include, but not limited to, estimates of survival, injury, passage or bypass efficiency, entrainment, impingement and/or behavioral guidance/deterrence. Testing will consist of multiple treatment trials during which known numbers of fish will be released into or within the vicinity of the technology and then collected from the test flume. During each treatment trial the technology will be set to an operating condition and/or the flume set to a flow velocity condition. Depending on the agreed upon objectives and scope, along with budget constraints, fish may be tagged (i.e., PIT) and/or filmed with underwater cameras to provide additional information about their behaviors and movement. Data from the trials will be analyzed and summarized in a report that will include the test facility design and operation, methodology, and results. Raw data can be provided to the voucher recipient if requested. Results and data gathered from this evaluation could aid in demonstrating to local and federal agencies that a technology meets fish passage regulatory requirements within the hydropower industry. | Verdantas is a recognized leader in the field of fish passage design, research and development. Our team of fish passage engineers, hydraulic modelers and fisheries biologists specialize in addressing upstream and downstream fish passage challenges related to dams and hydropower projects. Our fisheries biologists and engineers have conducted numerous laboratory studies to evaluate fish passage/bypass guidance technologies and turbine blade strike within our test flumes and custom fabricated test facilities. These evaluations have included custom bar rack bypass structures for hydropower operators, turbine entrainment survival for DOE, electrical and flow behavioral guidance for the Electric Power Research Institute, and innovative passage technologies for vendors such as Fishheart and Whooshh. The approach during these evaluations, as it would be for a voucher recipient opportunity, is to design a test plan which will provide proof-of-concept information and data to help advance the technology to the pilot-phase or a commercially ready stage. | Test Flume: 80-ft L x 20-ft W x 10-ft D (200,000 gallons) Test Flow Rate: 0- 500 cfs at 8-ft water depth – Full width: 0-3 ft/s; 8 ft restricted channel: 0-7 ft/s Power: 115 V, 230 V- 3 Phase and 480 V- 3 Phase Hoisting Lift Capacity: 10 tons Fish Holding System: 7 – 420 gal and 18 – 235 gal tanks with a total system volume of approximately 10,000 gallons. Each holding tank is supplied with a continuous flow of 4 to 7 gpm from a 10-hp pump and ambient air pumped through air stones by a 1 hp blower. System water is filtered through a series of coarse mesh bag filters to remove any heavy solids and waste products prior to passing through three Aquadyne bead filters, eight FSI 25-micron bag filtration units, two 400-watt Aqua Viper Series ultraviolet sterilization units, two activated carbon filtration units, and two 225-gallon bio-filtration tanks. A chiller unit and submersible heaters are used to maintain optimum temperatures for the species and life stages being held. Up to 6 Advanced Security Underwater infrared cameras (IP68) and DVR system Passive Integrated Transponder (PIT) Biomark IS1001 Receiver | Physical Testing | Biological and Aquatic Testing | Fish Passage Survival Fish Behavior and Entrainment | The Verdantas team of fisheries scientists and engineers is recognized for developing and evaluating fish protection systems and upstream and downstream fish passage facilities. Verdantas has extensive experience in numerical and physical modeling, fish passage design, and lab and field evaluations of fish passage biological and engineering performance. The diverse skills, facilities and services provided are unique to the industry and foster an environment in which innovative ideas and designs can be efficiently developed and evaluated. Verdantas’ evaluation and development of fish passage and protection technologies often includes live fish in test flumes to identify optimum design and operational criteria for minimizing injury and mortality and improving fish passage efficiency. Verdantas staff has also conducted field evaluations of fish passage technologies using various sampling methods and has completed numerous hydraulic studies and designs of upstream and downstream fish passage facilities that have been installed at hydro and non-hydro dams. | 6 | Details on the technology and the voucher recipient’s goals/objectives for testing.
Charles M. Allen High Reynolds Number Facility | Holden | MA | 01520 | https://www.verdantas.com/ | Verdantas | Private Lab | HyTN-41: Verdantas capabilities using gravimetric flow measurement and master meter method for ISO/IEC 17025, EPA, NIST, Turbine, and custom setup testing | The testing objective will be to establish the performance of a hydropower turbine within a closed conduit pipeline; both free discharge and outlet piping can be considered. Depending on the flow rates and pipeline diameter, both full size and scaled turbines can be tested. As a well-established facility, the test methods and established procedures provide a high level of confidence and low level of risk for flow, pressure, and temperature measurements. As an ISO accredited facility, official measurement uncertainties will be included in the final report along with turbine performance. Flow rate, pressure, and temperature measurements will be recorded by Verdantas. Depending on the voucher recipient’s testing objectives and available instrumentation, Verdantas can coordinate and aid in the measurement of other parameters. | Founded in 1894, Alden Research Laboratory (now Verdantas) began as an academic laboratory and is the oldest continuously operating hydraulic laboratory in the United States. Verdantas has been a recognized leader in the hydropower industry and the field of fluid dynamics consulting, research, and development. From the early days of hydropower, Verdantas has been on the forefront of research and development, having invented the Alden Absorption Dynamometer (i.e., a friction brake) to measure torque output of water wheels and turbines. In 1996, Verdantas, along with the US DOE and EPRI, developed a fish-friendly turbine with greater than 90% efficiency and fish mortality of ≤ 5%. Currently, Verdantas provides independent testing of emerging hydrokinetic and innovative turbine technologies. This long history of expertise has made Verdantas a leader in environmental mitigation, hydraulic modeling for engineering and biological performance, flow measurements and turbine performance testing in support of the hydropower industry. | The Allen facility contains four test lines that accommodate pipes from ½ inch up to 48 inches. Lines one and two both use two electrically driven centrifugal pumps, each with 300 horsepower, to generate the maximum flow of 20,000 gpm and a max head of ~60 psi. These two lines can fit pipes with diameters between 8 and 48 inches. Test lines three and four use one pump, with 300 horsepower, to generate a max flow of ~4,500 gpm, and a max head of ~150 psi. Line three can fit pipes from 2 to 10 inches in diameter, while line four can fit pipes from ½ inch to 8 inches. The pumps are driven with variable frequency drivers that allow control of the pump’s revolutions per minute. Flow is measured by the gravimetric method using a tank mounted on scales having capacities of 1,000, 10,000 and 100,000 pounds. Temperature is acquired through RTD thermometers that are in line during each test. Pressure is measured with Smart differential pressure transmitters having a range of 250 inches of water column, 1,000 inches of water column and 100 psi with a calibrated accuracy of 0.2% of reading or better. | Physical Testing | Hydraulic Testing | Turbine Performance | Roughly 200-500 tests are performed annually in the Allen facility. These tests include flow meters, turbines, valves, strainers, pumps, elbows, filters, and head loss characteristics for specialized equipment. | 4 | Is this a full-scale turbine or a scaled unit? If scaled unit, what is the scale? Design head and flow for the turbine. Inlet and outlet orientation and dimensions. The voucher recipient’s testing objectives and goals. Specifications on instrumentation the voucher recipient will provide/use for testing? How does the voucher recipient plan on controlling the load on the turbine? Will a load bank be needed?
Hooper Facility | Holden | MA | 01520 | https://www.verdantas.com/ | Verdantas | Private Lab | HyTN-42: Verdantas capabilities using gravimetric flow measurement and master meter method for ISO/IEC 17025, EPA, NIST, Turbine, and custom setup testing | The testing objective will be to establish the performance of a hydropower turbine within a closed conduit pipeline; both free discharge and outlet piping can be considered. Depending on the flow rates and pipeline diameter, both full size and scaled turbines can be tested. As a well-established facility, the test methods and established procedures provide a high level of confidence and low level of risk for flow, pressure, and temperature measurements. As an ISO accredited facility, official measurement uncertainties will be included in the final report along with turbine performance. Flow rate, pressure, and temperature measurements will be recorded by Verdantas. Depending on the voucher recipient’s testing objectives and available instrumentation, Verdantas can coordinate and aid in the measurement of other parameters. | Founded in 1894, Alden Research Laboratory (now Verdantas) began as an academic laboratory and is the oldest continuously operating hydraulic laboratory in the United States. Verdantas has been a recognized leader in the hydropower industry and the field of fluid dynamics consulting, research, and development. From the early days of hydropower, Verdantas has been on the forefront of research and development, having invented the Alden Absorption Dynamometer (i.e., a friction brake) to measure torque output of water wheels and turbines. In 1996, Verdantas, along with the US DOE and EPRI, developed a fish-friendly turbine with greater than 90% efficiency and fish mortality of ≤ 5%. Currently, Verdantas provides independent testing of emerging hydrokinetic and innovative turbine technologies. This long history of expertise has made Verdantas a leader in environmental mitigation, hydraulic modeling for engineering and biological performance, flow measurements and turbine performance testing in support of the hydropower industry. | Electrically driven centrifugal pumps provide a maximum head of about 140 feet and a maximum flow of 8,400 gpm in Lines 1 and 2. Centrifugal pumps provide a maximum head of about 140 feet and a maximum flow of 1,000 gpm in Line 4. The pumps are driven with a VFD that allows control of the pump’s RPM. The Gravimetric Method is used to measure flow in Lines 1, 2 and 4. The penstock from the main laboratory pond provides a gross gravity head of approximately 28 feet and a maximum flow of 35,000 gpm in Line 3 where a calibrated master Venturi is used to measure flow. Flow measured by the gravimetric method uses tanks mounted on scales having capacities of 1,000, 10,000, and pounds. Temperature is acquired through RTD thermometers that are in line during each test. Pressure is measured with Smart differential pressure transmitters having a range of 25 inches of water column, 250 inches of water column, 1,000 inches of water column and 100 psi with a calibrated accuracy of 0.2% of reading or better. | Physical Testing | Hydraulic Testing | Turbine Performance | Roughly 100-200 tests are performed annually in the Hooper facility. These tests include flow meters, turbines, valves, strainers, pumps, elbows, filters, and head loss characteristics for specialized equipment. | 4 | Is this a full-scale turbine or a scaled unit? If scaled unit, what is the scale? Design head and flow for the turbine. Inlet and outlet orientation and dimensions. The voucher recipient’s testing objectives and goals. Specifications on instrumentation the voucher recipient will provide/use for testing? How does the voucher recipient plan on controlling the load on the turbine? Will a load bank be needed?
Advanced Machine and Vehicle Innovation Center | Columbus | IN | 47201 | https://amvictechnology.org/ | Advanced Machine and Vehicle Innovation Center | Private Lab | HyTN-43: Technology Testing and Development | The Advanced Machine and Vehicle Innovation Center (AMVIC) helps develop, validate, demonstrate, and deploy advanced energy-to-power systems, infrastructure, and training that support mobile and stationary power industries, government, regulatory and standards entities, alongside academia in a unique non-profit public private partnering environment. AMVIC is the central hub for innovation, collaboration, and partnerships in next generation energy-to-power. | AMVIC's core competencies are as follows: Energy Systems, Powertrain and Emerging Technology – expert support through designing, prototyping, testing, validation and certification Direct access to industry-leading facilities, equipment, methodologies and expertise Virtual techniques to accelerate R&D in the integration of technologies to maximize system/machine performance and optimize product validation and value chain Hands-on and virtual training coupled with lab-based learning to support upskilling and next generation workforce We have expertise in: Electrified through Hybridized Energy Technologies (Motive, Aero) • Energy Storage Technologies, Safety and Technical Support of Storage Systems • VTOL and Humanoid • Off-road and power generation, DoW/DoD/DOT/DOE, Performance/Specialty • Product Performance through Full Life Cycle Analysis • Digital Connectivity • Safety and Cybersecurity Regulatory, Compliance, and Certification (Local and Global) R&D, Demonstration Testing, Prototyping and Validation Advanced and Alternative Fuels IC Engine, Hybrid and Electrified Charging and infrastructure Vehicle to Grid, Vehicle to Everything Automated Testing Solutions | The IIHR Environmental Flume has been used for a wide range of experimental investigations, including spillway gate hydraulics, stilling basin performance, bridge pier and abutment scour, sediment transport studies, fish exclusion screen evaluation, and vortex-induced vibration analysis. Past projects have supported dam owners, federal agencies, transportation authorities, and hydropower operators seeking physical validation of hydraulic and environmental performance. | Physical Testing Computer Modeling & Simulation | Electrical and Electronic | Artifical Intelligence (AI) Computational Fluid Dynamics (CFD) Cybersecurity Finite Element Analysis/Modeling (FEA/FEM) Grid Integration (Hardware-in-the-loop) Loading Testing Material Characterization Sensors and Controls Techno-Economic Analysis - Individual Technologies | AMVIC is currently supporting efforts on data center design and efficiency that are centered on managing the extreme power and heat demands of AI-driven workloads, which are pushing rack densities from traditional levels of 7–15 kW toward 40–100+ kW. We are investigating Advanced Thermal Management through Liquid Cooling Integration, Intelligent Thermal Infrastructure and Heat Recovery. AMVIC and partners are using approaches like Smarter Design and Simulation through digital twins, modular design approaches, and AI-Driven Operations. In particular, AMVIC is developing Energy & Resource Strategies through Grid Interactivity and Hydropower Synergy. | 4 | N/A
Aquatic Ecology Laboratory | Oak Ridge | TN | 37831 | https://www.ornl.gov/content/aquatic-ecology-laboratory | Oak Ridge National Laboratory | National Lab | HyTN-44: Testing environmental impacts of hydropower operations | The Aquatic Ecology Laboratory | Core capabilities in the Aquatic Ecology Lab include: Environmental Toxicology Laboratory: fully equipped to conduct both compliance-based and experimental toxicity assessments. Scientists quantify the impacts of various toxicants on freshwater, marine, and terrestrial organisms, generating critical data to inform ecological management practices. Bioindicator Laboratory: assesses biodiversity, productivity, and organism health using microscopy, imaging, spectroscopy, flow cytometry, radio-telemetry, environmental DNA (eDNA), and respirometry. Biodegradability Laboratory: specializes in high-resolution, real-time measurements of key gases — including carbon dioxide, oxygen, methane, and hydrogen sulfide — that can provide critical insights into how chemical compounds break down in freshwater and marine systems. The data supports the safe introduction of new chemicals by identifying potential environmental impacts. Analytical Chemistry Laboratories: focus on detailed chemical analysis of water and biological samples. These labs specialize in quantifying nutrients, mercury, methylmercury, and radiological isotopes. State-of-the-art instrumentation such as automated spectrophotometers supports accurate measurement of critical water chemistry parameters. | Design, analysis, fabrication, and testing of energy generation and storage systems represents approximately 65% of Johnston Engineering’s work, with over 200 projects completed to date including 29 DOE funded projects. This includes modeling, hardware development, and physical testing of a wide range of energy systems and components. Relevant experience includes design and CFD analysis of hydropower turbines and micro-turbines, as well as development of turbine generator dynamometer systems and custom test fixtures for high-energy power generation equipment. JE has designed, built, and tested custom transformers, inductors, and energy storage systems, along with associated packaging, power transmission, racking, and integration hardware. The team has experience integrating fluid and electrical systems for testing and operation of energy equipment. Across these projects, JE routinely performs thermal, structural, and fluid-flow analysis, hardware build, controls, DAQ and running experimental testing to support system development. | Physical Testing | Aquatic Environment and Biological | Biofouling Environmental Monitoring Fish Behavior and Entrainment Fish Passage Survival Toxicology, Biodegradability, and Bioaccumulation | The Aquatic Ecology lab at ORNL has supported DOE Water Power Technologies Office (now H20) for decades on various projects related to the environmental impacts of hydropower. In addition, the Aquatic Ecology lab has supported the TEAMER network for marine energy testing, several projects with the Technology Commercialization Fund related to hydropower projects, as well as a Phase 1 HyTN project (Testing of Germicidal Optical Fibers for Biofilm Prevention in Natural Aquatic Environments for Deployment in Hydropower Technologies). The Environmental Toxicology Lab routinely performs toxicity testing to examine the water quality from various facilities (e.g. sewage treatment plants, cooling towers) as well as for novel chemicals being used for the hydropower industry (e.g. lubricants, biofouling chemicals, etc). | 12 | N/A
Colorado State University Hydraulics Laboratory | Fort Collins | CO | 80521 | https://hydraulicslab.engr.colostate.edu/ | Colorado State University (CSU) | Academic Lab (e.g., College or University) | HyTN-45: Multi-scale Hydraulic and Environmental Testing for Hydropower Technologies | The Hydraulics Laboratory at Colorado State University (CSU) provides a variety of hydraulic testing capabilities for hydropower technologies. The facility is unique with its proximity and water supply from the nearby Horsetooth Reservoir, allowing for large, sustained flow rates for large- scale hydropower hydraulic testing. Laboratory capabilities encompass a wide range of hydraulic structure tests, including Turbine Performance, Fish Passage Survival, Fish Behavior and Entrainment, Sediment Passage, Water Passage, Spillway Design, and Environmental Monitoring. These tests will be designed to provide critical data and insights necessary for optimizing the efficiency, safety, and environmental compatibility of hydropower systems. By leveraging existing state-of-the-art hydraulic facilities that can generate up to 54 feet of head and 200 cfs of flow capacity using water directly from the reservoir, CSU has the capability to support the development and validation of innovative hydropower technologies at a full, or near prototype, scale. Capabilities and expertise at the laboratory position CSU to provide unique and state-of-the-art facilities for hydropower testing. Outcomes of collaboration with the Hydraulics Laboratory will significantly advance the readiness of hydropower technologies by providing empirical data to support design improvements, enhance operational performance, and ensure compliance with environmental regulations for hydropower turbines and other relevant hydraulic designs. Specific deliverables to voucher recipients will include detailed performance reports, analytical data sets, and customized recommendations for technology enhancements. CSU is committed to supporting the hydropower industry with reliable, high- quality testing services that drive technological advancements and promote sustainable energy solutions. | The Laboratory has extensive experience in hydraulic services, focusing on evaluating hydraulic structure, turbine performance, sediment transport, and environmental monitoring. This includes conducting tests to assess turbine efficiency, analyzing sediment deposition/erosion patterns, and assessing water quality under various flow and head conditions. The lab utilizes advanced flow measurement techniques and numerical modeling to help developers optimize turbine designs, develop strategies to manage sediment loads, and assess the environmental impacts to promote sustainability. The lab also has experience in conducting hydraulic tests on fish survival and behavior in relation to hydropower facilities and ensuring that required hydraulic structures do not adversely affect aquatic life. Approaches include assessing mortality rates and injuries to fish passing through turbines and spillways, as well as employing behavioral studies and tagging technologies to monitor and mitigate the impacts of hydropower operations on fish populations. This capability helps developers to design fish-friendly strategies to enhance survival rates. | Los Alamos National Laboratory has deep expertise in hydropower modeling and de‑risking. The Laboratory supports geo‑planning and preliminary implementation tasks in pumped‑storage projects and develops calibrated datasets and frameworks for capacity expansion and system operations under uncertainty. These diverse efforts demonstrate LANL’s capacity to deliver data‑driven simulations, risk analyses, and techno‑economic assessments that advance hydropower readiness. | Physical Testing Computer Modeling & Simulation | Hydraulic | Hydraulics Modeling Sediment Passage Turbine Performance Computational Fluid Dynamics (CFD) Environmental Monitoring Fish Passage Survival Fish Behavior and Entrainment Structural Integrity and Dam Safety Water Passage Surface Resistance | The Hydraulics Laboratory and the Engineering Research Center at CSU were built in 1962. Since then, the lab has been providing services to a wide variety of hydraulic services, including hydraulic model studies, overtopping performance testing, and many other hydraulic tests. Past service recipients have included federal and state government agencies, as well as industry companies such as the U.S. Army Corps of Engineers, US Bureau of Reclamation, Denver Water, AECOM, Alden Research Laboratory Inc., and Stantec Inc. Past physical models include reaches of river erosion and sedimentation models, all types of spillway diversion structures, intake structures, bridge waterway hydraulics and scour, fish passage structures, energy dissipation structures, and recreational whitewater features. Some additional hydraulic services include diver application of pier scour protection, sediment sampler efficiency, and riverine power generation. Details of previous physical model studies can be found on the laboratory’s website: https://hydraulicslab.engr.colostate.edu/physical-model-studies/. | 11 | The laboratory has the flexibility to customize testing services to meet recipients' needs on hydraulic testing within the estimated cost range by utilizing multi-scale hydraulic flumes, advanced flow measurement techniques, and numerical models.
Cyber Range Platform for Hardware-in-the-Loop Testing and Demonstration in Virtual Environment, Colorado | Golden | CO | 80401 | https://www.nlr.gov/security-resilience/cyber-range | NLR Advanced Research on Integrated Energy Systems (ARIES) Cyber Range | National Lab | HyTN-46: Cyber Range Platform for Hardware-in-the-Loop Testing and Demonstration in Virtual Environment, Colorado | The ARIES Cyber Range platform supports following capabilities for advancing the state-of-the-art hydropower cybersecurity: 1) High-fidelity hydropower-integrated energy system models: NLR researchers have developed a high-fidelity hydropower models at the ARIES site by integrating real-time simulators, digital governors, speed hydro-generator, etc. to support field validation and evaluation. This project will leverage digital twin models of hydropower and generated field datasets to support large scale grid simulation in the NLR’s CyberRange environment. 2) Grid Emulation: NLR can emulate real grid by designing communication protocols, a digital twin of energy assets, all within a state-of-the-art, scalable platform that supports the fast deployment of high-fidelity system models. Virtualization, container orchestration, and software-defined networking are just a few of the techniques that enable this capability. 3) Power Hardware-in-the-loop testing: NLR’s cyber range integrates a variety of energy devices —including electric vehicles, connected buildings, batteries, and utility distribution components—and connects remotely to the 305-acre Flatirons Campus, where NLR houses wind turbines, solar arrays, megawatt-scale battery systems, and power grid infrastructure. 4) Advanced Distributed Management System (ADMS) testbed for hydropower: NLR's (ADMS) testbed can help industry vendors to assess the performance of their in-built tools, such as to analyze its operation in the hydropower-integrated energy storage systems, meet customer expectations of reliability, power quality, renewable energy use, data security, and resilience to natural disasters and other threats. 5) Red team testing for industry-specific tools: NLR have a dedicated team of researchers and developers who can evaluate the reliability, security, and effectiveness of applied tools for testing. | 1) Power Hardware-in-the-loop (PHIL) testing and validation: Testbed at the NLR's ARIES Cyber Range will improve the technical readiness level of technology developers by testing and validation in the grid environment in a large-scale in the virtual environment. 2) Interoperability Assessment: The current power grid is dependent of several communication protocols, including DNP3, IEC 61850, IEEE C37.118, etc, which are vulnerable to different types of cyber-attacks. Testing facility at NLR addresses the interoperability challenges by emulating communication protocols and performing attack defense of the technology/tool developed by the voucher recipient. 3) Quality of service (QoS) assessment: The NLR ARIES Cyber Range platform also supports QoS assessments by analyzing network packets for data latency, packet loss, and communication bandwidth for a reliable communication network. 4) Red Team testing: NLR researchers can perform red team testing of the voucher recipient tool to discover any zero day exploits. | MDF draws on ORNL’s nationally recognized strengths in materials science, neutron-based characterization, and computational science to develop, qualify, and transition advanced manufacturing technologies for both large and small companies. ORNL and MDF researchers have a demonstrated track record delivering industry-relevant outcomes, including improving creep resistance in laser powder bed fusion builds; deploying AI-enabled defect detection for in-situ quality control in electron beam melting (EBM); producing and qualifying 3D-printed turbine blades from the difficult-to-weld nickel superalloy IN718 for gas-turbine applications; additively manufacturing and analyzing fuel-assembly brackets using AI-based tools and supporting their installation at TVA’s Browns Ferry Nuclear Plant (Athens, Alabama); and, with Dimensional Energy, achieving a breakthrough in ceramic additive manufacturing by producing the first leak-tight joint using binder jet printing and advanced post-processing. Additional examples of MDF’s capabilities and project history are available at https://www.ornl.gov/mdftimeline. | Physical Testing Computer Modeling & Simulation | Electrical and Electronic | Artifical Intelligence (AI) Cybersecurity Grid Integration (Hardware-in-the-loop) | NLR has completed two cohorts through the Clean Energy Cybersecurity Accelerator (CECA) program. The CECA program brings together federal infrastructure and expertise, asset owners in the energy sector, and technology innovators in a unified effort to catalyze the development of new cybersecurity solutions for the nation’s future clean energy grid. The CECA offers a world-class facility for asset owners of all sizes and types to work jointly to develop and deploy renewable, modern, and secure grid technologies that are cost competitive. The innovative technologies will also advance the state of the practice in demonstrating “security by design” – ensuring cybersecurity is built into renewable technologies and architectures at the start at the start of the design and development process, not bolted on after deployment. | 12 | N/A
Cyber-Secure & Smart Energy Systems (CSSE) Lab | Manhattan | KS | 66506 | https://ece.k-state.edu//psoc/index.html | Kansas State University | Academic Lab (e.g., College or University) | HyTN-47: Grid-Interactive Hydropower HIL for Controls, Protection, Interconnection, and Cyber-Physical Resilience | The testing facility at Kansas State University will provide a deployment-ready, real-time validation environment for hydropower technologies that must demonstrate reliable grid interaction before field use. The capability is designed for TRL 3–7 components, controllers, and subsystems relevant to pumped storage, conduit hydro, non-powered dam retrofits, and modernization of existing hydropower assets. Using combined hardware-in-the-loop and high-fidelity EMT simulation, we validate controls, protection, sensing, communication, and interconnection behavior under realistic operating conditions, including weak-grid events, voltage/frequency disturbances, black-start or islanding transitions, and cyber-physical disruptions. Recipients may bring a proof-of-concept controller, relay logic, device model, communication architecture, or plant-side control concept. We configure the recipient technology within a hydropower-relevant grid environment, execute a jointly approved test matrix, and produce decision-quality results that advance readiness for pilot deployment, utility review, standards engagement, or follow-on demonstration. Deliverables include: (1) a recipient-specific test plan and success criteria; (2) integrated HIL or simulation test configuration; (3) executed disturbance, interconnection, and resilience test results; (4) time-synchronized data products, plots, and event logs; and (5) a final project summary report with findings, limitations, and actionable design recommendations. The outcome is faster de-risking of hydropower integration and clearer evidence of technical performance under grid and communication uncertainty. | The project team combines power-system EMT simulation, real-time HIL execution, protection and control engineering, synchrophasor analytics, and cyber-physical experimentation in a single academic test environment. Core competencies include: integration of recipient controllers and device models into OPAL-RT/HYPERSIM workflows; closed-loop testing with SEL relays, PMU/phasor measurements, and utility-style protection logic; communication impairment and protocol testing using EXata CPS; and reproducible, script-driven disturbance studies that generate operator-relevant metrics. Our approach emphasizes fast scoping, rigorous test design, transparent assumptions, and decision-quality reporting so recipients can move from proof-of-concept to credible pre-deployment evidence. | Research activities focused on nondestructive materials testing in support of DOE‑NE and DOE‑EERE programs, with emphasis on characterizing elastic properties of energy‑system materials, particularly after exposure to relevant environmental and operating conditions. The work included developing and applying NDE methods—such as advanced ultrasonics and related sensing techniques—to evaluate property degradation, mechanical performance, and microstructural changes. Additional efforts supported nondestructive evaluation of additively manufactured components, enabling assessment of defect presence, distribution, and key mechanical properties including elastic modulus and hardness. These activities contributed to establishing reliable inspection frameworks for emerging AM materials and processes. Previous efforts include NDE for Hot Isostatic Pressing (HIP) and Laser direct energy deposition parts. | Physical Testing Computer Modeling & Simulation | Electrical and Electronic | Grid Integration (Hardware-in-the-loop) Grid Integration and Interconnection Analysis Cybersecurity Sensors and Controls | The CSSE Testbed has been used to conduct real-time, hardware-in-the-loop validation studies of grid-interactive energy systems, including protection and control coordination, synchrophasor-informed monitoring, disturbance response, and cyber-physical resilience. Prior work includes integration of dynamic system models with physical controllers, execution of repeatable disturbance scenarios, and evaluation of system performance under communication and control disruptions. While these efforts have primarily focused on grid-connected energy systems, the underlying methodologies, infrastructure, and workflows are directly applicable to hydropower-relevant use cases, including pumped storage integration, retrofit of legacy hydropower assets with modern control systems, and validation of grid-facing hydropower operation under uncertain and stressed conditions. | 10 | To scope and execute a project efficiently, recipients should provide, at minimum: a proof-of-concept design package; controller or device description; control and protection logic diagrams; model files or interface specifications; intended operating envelope; target use case (e.g., pumped storage, small hydro, retrofit, interconnection study); preferred performance metrics; any known failure modes or cyber/communication concerns; and any hardware, NDA, or software-license constraints. Early pre-application contact is encouraged so the proposed scope aligns with the published capability and the one-year/HyTN milestone structure.
Czero, Inc. – Mechanical Engineering Services Firm | Fort Collins | CO | 80524 | www.czero-solutions.com | Czero, Inc. | Private Lab | HyTN-48: Component, Subsystem, and System Level Modeling & Simulation to Support Hydropower Technology Development | Czero specializes in developing and using a wide range of models and simulations that are used to advance a customer's existing concepts and innovations through numerical analysis at the component, sub-assembly, subsystem, and system levels. Czero's capabilities are well suited for hydropower technologies at TRL 3–7, where physics-based simulation and modeling can most effectively reduce design risk and inform hardware development decisions. These simulations are also useful for validation prior to deployment. One of Czero's modeling strengths lies in physics-based dynamic modeling, where component-level blocks and physics are built up from first principles into full system models using both commercially available tools and Czero-developed custom blocksets tailored to the complexity and fidelity requirements of each engagement. These dynamic models can be deployed into hardware-in-the-loop (HIL) and model-in-the-loop (MIL) environments as standalone plant models, supporting controls development and system validation. Additional analytical capabilities include hydraulics and fluid power modeling, FEA, CFD, thermodynamic cycle modeling ranging from spreadsheet-level to full MATLAB implementations, CAD modeling, techno-economic analyses (TEA), and Levelized Cost of Energy (LCOE). Czero's capabilities span system and subsystem levels, including individual components such as hydraulic machinery, valves, seals, and flow-carrying structures, discrete subsystems such as hydraulic circuits, fluid conveyance networks, and pump and actuator assemblies, as well as full system evaluation. Deliverables may include dynamic system models, HIL/MIL plant models, CFD and FEA analyses, thermodynamic cycle evaluations, and techno-economic assessments, all documented in technical reports with supporting data, visualizations, and design recommendations to accelerate technological development. | Czero is a mechanical engineering services firm specializing in analysis-led design, modeling and simulation, and contract R&D for complex energy systems. Czero maintains deep expertise across advanced dynamic simulation, hydraulics and fluid power modeling, thermodynamic cycle analysis, FEA, CFD, CAD modeling, TEAs, and LCOEs. Czero's engineering team brings extensive experience in multi-physics simulation and energy technology development across varying scales. Dynamic models are developed from first principles physics and/or test data and can be applied to system architecture studies, controls validation, and HIL/MIL environments as plant models. FEA capabilities span analyses including fatigue, modal, structural, and viscoelastic material evaluations. CFD analyses range from simple flow to conjugate heat transfer. All the engineers on the analysis team all have a minimum of 10 years of experience with many spanning 25 years. Software Czero uses include ANSYS Fluent and CFX, STAR-CCM+, CONVERGE, ANSYS Mechanical, MATLAB/Simulink, GT-SUITE, and the Aspen suite. | NLR has implemented these tools across several projects. NLR worked with Absaroka Energy and FFP Project 101 LLC to assess the operational value of their proposed Banner Mountain and Goldendale projects to provide grid-scale energy storage, flexibility, and reliability. NLR used grid strength and stability analysis, production-cost modeling, and capacity expansion modeling to perform PSH valuation for the Tennessee Valley Authority and rPlus Energies. PSH siting and cost assessment, having been performed for the entire U.S., including Alaska, Hawaii, and Puerto Rico, have also been implemented for Latvia and Romania and at smaller scales for island and community applications. NLR has worked with Natel Energy to develop a control strategy for operating a series of small, low-impact, cascading hydro plants to meet revenue objectives without significantly impacting a river's natural flows. NLR tools are widely utilized beyond hydropower as seen at nlr.gov/grid and nlr.gov/analysis. | Physical Testing Computer Modeling & Simulation | Hydraulic | Advanced Operational Modeling Computational Fluid Dynamics (CFD) Finite Element Analysis/Modeling (FEA/FEM) Hydraulics Modeling Techno-Economic Analysis - Individual Technologies Grid Integration (Hardware-in-the-loop) Sensors and Controls | Czero has completed over 450 projects across the energy, defense, and industrial sectors, including 50+ DOE and DoD awards among them 15+ ARPA-E subawards, illustrating sustained experience executing technically complex, milestone-driven engagements under federal funding structures. Czero has supported multiple waterpower and fluid energy technology development efforts which include performing design analysis for a Brown University DOE ARPA-E hydrodynamic foil system for tidal energy conversion project, supporting CalWave’s Wave Energy Converter development, analysis support of Sandia National Lab’s SWEPT Lab, and other wave harvesting companies. Czero has also used its expertise in model-based design to design high efficiency gensets for the DoD, high efficiency solid-oxide fuel cell system for DOE, and high efficiency compressors for private clients. Additional applicable experience includes hydraulic circuit design and analysis, physics-based simulation of pumps, valves, actuators, and fluid conveyance networks, system development, hydraulic system troubleshooting, all directly applicable to hydropower component and subsystem development. | 12 | Czero typical requests as much information as possible regarding the engineering request but can work with the voucher recipient to tailor a scope of work that fits their needs. Typical information needed would include operating parameters (e.g., temperature, pressure, working media, flow rates, loads, etc.), desired outputs that may range from resultant forces, stresses, heat rejection, and anything else that the requestor can provide. This information will help Czero more accurately quote duration and cost for each engagement.
Energy and Water Systems Analysis Tools, Idaho National Laboratory | Idaho Falls | ID | 83415 | https://inl.gov/waterpower/ | Idaho National Laboratory | National Lab | HyTN-49: Integrated Planning, Geotechnical Analysis, Valuation, and Optimization for Hydropower, Hydro-Hybrids, Non-Powered Dams, and Irrigation Canals | INL has developed a suite of techno-economic assessment tools and capabilities that can help organizations plan and operate their hydropower plants. Recipients can select a combination of the following objectives to help them move from TRL 6 to TRL 7, depending on the awarded voucher amount: Non-powered dam retrofit feasibility study: INL can rank non-powered dam opportunities with customizable grid, community, industry, and environmental criteria using NPD-hydro. Hybridization feasibility study: INL can size storage, evaluate value streams, and optimize hydro-battery dispatch under realistic price uncertainty using HydroBoost and field-validated hydro-hybrids analysis methods. In-canal hydropower study: INL can compare canal modernization options and estimate water savings plus hydropower, solar, and floating-solar opportunities using IrrigationViz. New hydropower assessments may include geotechnical assessments. Hydropower plant upgrade feasibility study: INL can assess the technical and economic feasibility of hydropower plant upgrades such as new turbines with higher efficiency or wider operating ranges using HydroBoost. This includes assessment of new hydropower technologies. Floating solar feasibility study: INL’s AquaPV can assess technical potential, techno-economics, and environmental considerations for reservoir-based projects. Hydropower operations upgrade study: INL can also quantify flexibility and revenue of hydropower plants while satisfying environmental flow constraints using the Hydropower Flexibility Valuation Tool. Expected outcomes are economic metrics like return on investment, technical feasibility metrics like optimal battery sizing, construction advice from geotechnical studies, and detailed case study results that support industry decision making. Deliverables will include scenario-based analyses, visualizations, and recommendations for pilot or follow-on deployment. | INL combines rigorous hydropower TEA methods with practical, industry-facing experience built through DOE Water Power/HydroWIRES projects and hydropower modernization work. Our team has supported many DOE-funded technical-assistance case studies for the hydropower community, spanning optimal siting, hydro+battery+solar, and hybridized irrigation districts, alongside plant-specific analyses such as PG&E battery-hybrid valuation and the Fort Hall irrigation modernization case study. We pair that field experience with published tools and articles, including HydroBoost for forecast-aware hydropower dispatch and revenue optimization, the Hydro + Storage Sizing Tool for hydro-hybrids, NPD HYDRO for screening non-powered dams, IrrigationViz for modernization pathways, and publications on hydro-hybrid value propositions and hydro-FPV/hydrogen TEA. To bring added realism to these economic assessments, INL can incorporate geotechnical assessments. INL’s subsurface and geotechnical team has strong practical experience understanding the dynamics and infrastructural impacts of geological conditions (https://doi.org/10.2113/3.1.90). | Please see ORNL WaterPower Program: https://www.ornl.gov/waterpower for a complete background. | Computer Modeling & Simulation | Techno-Economic Analysis | Geotechnical Applications Techno-Economic Analysis - Individual Technologies Techno-Economic Analysis - Site Design and Assessment | INL has recent and ongoing experience supporting hydropower stakeholders through DOE Water Power Technologies Office and HydroWIRES projects focused on modernization, hybridization, and deployment screening. Our team has completed technical-assistance and case-study work on non-powered dam retrofits, hydro + battery valuation, irrigation district modernization, and plant-specific operational and upgrade assessments. This includes analyses such as PG&E battery-hybrid valuation, the Fort Hall irrigation modernization case study, and development and application of tools including HydroBoost, Hydro + Storage, NPD-Hydro, IrrigationViz, AquaPV, and the Hydropower Flexibility Valuation Tool. These efforts combine plant data, market signals, engineering constraints, and scenario analysis to produce actionable decision support for technology developers and asset owners. Where needed, INL can also incorporate geotechnical considerations to improve site realism and deployment feasibility. | 12 | Data needs will depend on the exact form of technical assistance required. For techno-economic assessments at specific hydropower plants, time series data for water flows, electricity prices, and reservoir rules will be needed. Plant attributes will also be needed. For example the team will need environmental constraints, capacity, and water-to-power curves. For assessments of new technologies not tied to specific plants, the team will need detailed specifications of the new technology. For assistance involving geotechnical analysis, INL will need the raw data from geological sampling as drilling activities are not covered in the scope of this voucher.
Energy Systems Laboratory, Idaho National Laboratory | Idaho Falls | ID | 83415 | https://inl.gov/eps/ | Idaho National Laboratory | National Lab | HyTN-50: Hydropower Interconnection Analysis, Hardware-in-the-Loop Testing, and Governor Performance Assessment | This facility has advanced capabilities for Grid Integration through Hardware-in-the-Loop Testing, Grid Integration and Interconnection Analysis and Governor Control System Tuning with Detailed Plant Models: Objective 1: Grid Integration through Hardware-in-the-Loop Testing Use INL’s Power and Energy Real-Time Laboratory to evaluate hydropower-relevant equipment, controls, and grid-support functions under realistic power system conditions before field deployment. Through digital real-time simulation using controller-hardware-in-the-loop and power-hardware-in-the-loop configurations, physical controllers, power hardware, software, and simulated grid conditions can be integrated in one test environment. Outcome: validated performance of hydropower governors, balance-of-plant equipment, and grid-support strategies during events such as disturbance response. Deliverable: test results documenting component and control-system performance under representative operating scenarios. Objective 2: Grid Integration and Interconnection Analysis Apply INL’s PSS®E-based grid integration and power system analysis tools to assess whether the recipient’s generator satisfies applicable NERC and FERC interconnection requirements. INL’s existing scenario-generation and automated analysis tools support efficient evaluation of system performance and interconnection readiness. Outcome: identification of interconnection strengths, limitations, and potential improvements. Deliverable: grid integration study results, system performance assessments, and recommendations to improve interconnection readiness. Objective 3: Governor Control System Tuning with Detailed Plant Models Use INL’s MATLAB/Simulink-based governor analysis capability to model plant dynamics and determine governor parameters best suited to the recipient’s facility. Existing small-signal models and analytical frameworks support tuning for the specific application. Outcome: improved governor response for power changes, frequency events, and other grid conditions. Deliverable: tuned governor parameters and performance results, including ramp rates and associated flow and head transients. | INL’s approach to hardware-in-the-loop testing uses the Power and Energy Real-Time Laboratory (PERL) to evaluate hydropower equipment, controllers, and integrated systems under realistic grid conditions. Real-time simulation with controller-hardware-in-the-loop and power-hardware-in-the-loop configurations enables controller prototyping, interoperability testing, model validation, and grid stability assessment before field deployment. For grid integration and interconnection analysis, INL studies the recipient’s asset at the proposed point of interconnection using power flow, contingency, and dynamic disturbance simulations. This approach evaluates voltage performance, reactive power behavior, line congestion, and system reliability with and without the new asset, supporting informed decisions for reliable grid integration. For governor tuning and controls validation, INL develops detailed plant and governor models using MATLAB/Simulink and related tools. This model-based approach supports analysis of governor behavior, parameter tuning, plant response, and grid interactions for the recipient’s specific configuration, improving confidence in the implementation of advanced digital controls. | This capability has been instrumental in advancing materials and processes for hydropower applications, including cold spray and friction stir-based technologies such as friction stir welding, friction stir processing, and additive friction surfacing. Testing has demonstrated that these approaches can achieve up to three times the cavitation erosion resistance of conventional stainless steel, supporting further development and application. Combined with microstructural characterization, ASTM G134 testing has enabled identification of key performance drivers, such as grain size effects in friction stir processes and optimization of particle reinforcement and processing parameters in cold spray systems. These insights have supported the development of both manual and automated repair approaches and evaluation of alternative process configurations, demonstrating the capability’s value in accelerating innovation and improving component durability. | Computer Modeling & Simulation | Electrical and Electronic | Grid Integration and Interconnection Analysis Grid Integration (Hardware-in-the-loop) Sensors and Controls | Grid Integration through Hardware-in-the-Loop Testing: Real-time simulation capabilities have been leveraged, to prepare and derisk storage supported small hydropower black start field demonstration with Idaho Falls Power (https://inldigitallibrary.inl.gov/sites/sti/sti/Sort_54820.pdf ), and Fall River Electric Cooperative (https://inl.gov/water-power/new-tech-brings-resilience-to-small-town-hydropower/ ). In both cases power and controller hardware were tested in loop with the real-time digital simulator. Grid Integration and Interconnection Analysis: Power system integration and analysis capabilities have been used to analyze power systems under different operating conditions (10.1109/OAJPE.2026.3672441). The impact of integration of new hydropower and pumped storage resources have also been performed (Goldendale Energy Storage Project https://publications.anl.gov/anlpubs/2022/09/175685.pdf ) Governor Control System Tuning with Detailed Plant Models: Dynamic modeling and control systems analysis capabilities have been used to analyze controls systems for hydropower plants (10.1109/PESGM51994.2024.10689019, 10.1109/TD43745.2022.9816952) and design application specific controls (10.1109/TEC.2024.3416998). We have also hydropower plant model accommodates diverse water conveyance system layouts (tunnel, surge tank and multi-furcated penstock). | 12 | We will need parameter data and input output parameters. For HIL testing specifications will be required of the hardware to be tested. Recipient will provide input on and agree to a field work proposal and/or a CRADA/ NDA as the team deems necessary for each voucher.
EPRI Materials, Water, Conservation and Ecosystems Laboratories | Charlotte | NC | 28262 | https://msites.epri.com/ms/sectors/044649/generation-labs | Electric Power Research Institute | Academic Lab (e.g., College or University) | HyTN-51: Research, Test and Measures of Materials, Water, Conservation and Ecosystems relevant to the Energy Industry | EPRI’s labs’ core mission is to support and enhance safety, reliability, and environmental stewardship within the energy sector. To this end, EPRI maintains analytical, test, measurement, and experimental capabilities to provide critical analysis of components and systems used to generate and support electrical generation, including hydropower and its effects on the environment. Conceptual, bench, test, measurement, validation, and pilot testing are conducted at our labs with the intention of facilitating technology development from lower to higher technical readiness levels, as well as the broader goal of testing and elevating classes of technologies that can support our mission. We seek technologies with the potential to drive paradigm shifts in performance and usability, enhance safety, and work with innovators in partnership to advance and bridge valleys of opportunity. An example project typically begins with a techno-economic analysis to set boundary conditions and a test plan for success, fallback measures, and safety protocols, and is conducted by our staff and technicians. Outcomes are reported regularly, including analytical results, interpretations, and recommendations for future activities and improvements. Our work for HyTN and voucher recipients would mirror this approach. We encourage HyTN to review our publicly available deliverables at EPRI.com. | Core laboratory competencies span materials science, material testing (including load), and characterization, analytical chemistry and corrosion, welding (and repair), non-destructive evaluation, digitization and digital twin controls and operations, and machine vision (including fish and underwater holographic imaging). EPRI’s laboratory and scientific staff hold PhD and MS degrees across chemistry, materials science, engineering, and fisheries to offer subject matter expertise and experience across the spectrum of lab operations. Examples of recent work include investigating metal component failures, conducting analytical chemistry studies to validate novel sensors for carbon dioxide and carbonate measurements in water, conducting fish passage trials, implementing bubble curtains, evaluating eel grass ecosystems, assessing cyber security threats to hydropower plant control systems, and conducting multi-year fish intake studies. | PNNL has applied the CELR platform to a range of cybersecurity research and evaluation efforts, including generation of datasets for validating intrusion detection tools and supporting red team exercises for critical infrastructure environments. The platform has been used in collaborations with federal agencies and industry partners, including work supporting AI-driven red teaming and validation of tools such as CISA’s ACID platform. These efforts demonstrate the capability’s effectiveness for standardized, repeatable cybersecurity testing and evaluation. | Physical Testing Computer Modeling & Simulation | Mechanical, Material, and Structural Testing | Artifical Intelligence (AI) Advanced Manufacturing Advanced Operational Modeling Computational Fluid Dynamics (CFD) Cybersecurity Biofouling Environmental Monitoring Finite Element Analysis/Modeling (FEA/FEM) Fish Behavior and Entrainment Fish Passage Survival Friction Testing and Tribology Generator Performance Geotechnical Applications Grid Integration and Interconnection Analysis Grid Integration (Hardware-in-the-loop) Loading Testing Material Characterization Repair Methods Sensors and Controls Techno-Economic Analysis - Individual Technologies Techno-Economic Analysis - Site Design and Assessment Turbine Performance | EPRI is currently partnered with ENERGYWERX as providers for carbon dioxide sensor test, measurement and validation as well as evaluating energy storage solutions. Select projects of this nature include: • Survey of Water Quality Monitors for Coal-Fired Power Plant Wastewaters: 2019 Update (3002016477) This research focused on evaluating the performance of water quality monitors, specifically for measuring arsenic, mercury, and selenium in coal-fired power plant wastewaters such as FGD wastewater and ash pond water. • Development of Deep Learning Methods to Classify Plankton from Holographic Images (3002018740) This investigation used multiple image-based deep learning methods as applied to automatic holographic images to identify ichthyoplankton species. An off-the-shelf image classification system, fine-tuned on the plankton image data set, achieved the best performance. • Data Diver Surveys for TVA and Duke Energy: Bathymetry and Temperature Profile Results (3002019362) This project tested Apium Data Divers to conduct three-dimensional surveys of plant thermal discharges. | 12 | N/A
Flow Component Test Facilities | San Antonio | TX | 78238 | www.swri.org | Southwest Research Institute | Private Lab | HyTN-52: Flow Performance and Reliability Testing of Hydropower System Components | The Flow Component Test Facilities (FCTF) at Southwest Research Institute (SwRI) provide experimental testing focused on validating flow performance, structural integrity, and reliability of critical hydropower components including turbines, control gates, surge tanks, storage systems, and multi-stage centrifugal pumps. SwRI is skilled at performing controlled, high-fidelity flow performance testing. Testing programs are uniquely developed based on the needs of the flow component and will be designed to replicate conditions representative of hydropower systems. The FCTF has engineering expertise and facilities to support water flow performance testing for low-head applications at flow rates up to approximately 5,000 gpm. SwRI can execute test programs to evaluate the performance of hydropower machinery, study transient water hammer effects, investigate flow-induced vibration and cavitation effects, and evaluate component structural integrity. The FCTF can also support validation of component reliability under cyclic operation, startup/shutdown events, and variable flow regimes. Note that the testing scope and scale may vary depending on component type, and the turbine testing scale will be dependent on the available power absorption equipment. The outcomes of these component testing programs will differ for each component but may include validated performance curves, transient response characterization, and datasets to support model validation. Testing outcomes will be presented in a detailed report, including a description of the test facility, instrumentation, measurement uncertainty, and engineering recommendations to improve operational reliability. The results of these testing programs can be used to improve the reliability and design of hydropower components, advancing hydropower innovation by reducing technical and financial risk. | SwRI has decades of experience in fluid dynamics, turbomachinery development and testing, and experimental validation for energy systems. These efforts include performance and integrity testing of pumps, turbines, valves, flow control devices, and instrumentation under realistic operating conditions. Core competencies include flow testing, machinery performance evaluation, multiphase flow analysis, and structural-fluid interaction. The FCTF integrates advanced diagnostics—such as high-accuracy flow instrumentation and high-speed imaging —with custom flow facility designs to capture performance data tailored to the needs of the technology. SwRI’s multidisciplinary teams combine expertise in mechanical engineering, fluid mechanics, materials, and controls to address complex system-level challenges. Additionally, SwRI’s established safety and quality system will ensure that valuable test data are captured, while minimizing the risk of safety incidents and equipment damage. SwRI’s ability to design and execute custom test programs positions us well to effectively support hydropower technology developers, advancing new concepts toward commercialization. | PNNL has extensive experience applying high-fidelity computational modeling to hydropower systems, supporting projects from conceptual design through deployment. This work includes turbine performance optimization, structural analysis of critical components, and environmental assessments focused on fish passage and ecosystem impacts. The laboratory has served as a key partner in advancing fish passage technologies, integrating CFD, particle tracking, and experimental studies to improve survival outcomes in high-head dam systems. Additionally, PNNL has applied CFD to evaluate hydraulic conditions in conveyance systems, including penstocks, to better understand transient loading, fatigue, and operational risks. These efforts demonstrate the capability’s value in reducing uncertainty, improving system performance, and supporting safe and sustainable hydropower operation through advanced computational analysis. | Physical Testing | Hydraulic | Friction Testing and Tribology Turbine Performance Water Passage | Southwest Research Institute (SwRI) has extensive experience testing pumps, compressors, turbines, valves, pressure vessels, and fluid systems across energy and industrial sectors. Within SwRI, the Fluids Department has conducted testing programs (including CFD-informed testing) involving pressure surge analysis, cavitation evaluation, and long-duration testing to characterize failure modes and durability. The Machinery Department has performed design, fabrication, assembly, mechanical prove-out testing, commissioning, performance testing, and RCFA scope on multiple commercial and first-of-a-kind turbomachines. This multi-disciplinary team holds core competency in key areas that closely align with hydropower system needs, making SwRI uniquely qualified to provide comprehensive evaluation and testing across all aspects of hydropower systems. | 12 | Prior to project-specific discussions, an NDA shall be executed between SwRI and the Voucher Recipient. Recipients should provide detailed system specifications, including general arrangement drawings, interfacing specifications, design flow rates, pressure ratings, and expected operating scenarios (steady-state and transient). Information on materials, duty cycles, and anticipated loading conditions is required for integrity assessments. For gates and tanks, geometric data and control/actuation details should be included; if turbine interaction is relevant, system integration details should be provided. For turbines, operating maps, shaft speed, and shaft torque or power is required. Any prior modeling, testing, or failure history is highly beneficial.
Fluids Engineering Department | San Antonio | TX | 78238 | www.swri.org | Southwest Research Institute | Private Lab | HyTN-53: Advanced CFD Modeling for Hydropower Systems and Water Infrastructure | This capability provides advanced Computational Fluid Dynamics (CFD) modeling and simulation to analyze complex hydraulic and Multiphysics flow phenomena in hydropower systems and related infrastructure. It supports design evaluation, performance optimization, and risk reduction across diverse water-related applications. CFD simulations resolve detailed flow behavior under realistic operating conditions, enabling assessment of hydraulic performance, environmental interactions, and long-term reliability, supporting both early-stage design and validation. Application areas include: o Hydraulic flow characterization (velocity fields, turbulence, pressure distributions) – to identify inefficiencies, reduce losses, and improve performance o Free-surface and air–water interaction modeling (e.g., spillways, open channels) – to optimize flow behavior and minimize air entrainment issues o Sediment transport, erosion, and deposition analysis – to predict impacts, reduce maintenance, and extend asset life o Scour and material degradation assessment – to prevent structural damage and improve durability o Cavitation prediction and mitigation – to reduce damage potential and improve reliability o Flow distribution and uniformity in conveyance systems – to ensure balanced flow and avoid localized issues o Environmental flow conditions (e.g., fish passage, habitat) – to support compliance and ecological outcomes o Multiphase and transient flow behavior – to evaluate system response and improve robustness Outcomes include improved hydraulic efficiency, reduced design uncertainty, mitigation of erosion and sediment-related risks, and enhanced environmental compatibility. The capability enables rapid evaluation of design scenarios, reducing reliance on physical testing and accelerating timelines. Deliverables include CFD reports; simulation results validated against literature, benchmark cases, or available data; flow visualizations; performance metrics; and engineering recommendations. | The SwRI Fluid Engineering Department has expertise in advanced CFD modeling of complex fluid systems using industry-standard tools, including ANSYS® Fluent®, ANSYS® CFX®, FLOW-3D, and COMSOL® Multiphysics®. Core competencies include turbulence modeling (RANS/LES/DES), multiphase and free-surface flow modeling, sediment transport and erosion analysis, cavitation prediction, and transient flow simulations. The team has experience analyzing a wide range of flow regimes, including highly turbulent flows, open-channel hydraulics, and complex multiphysics interactions. Capabilities also extend to specialized fluid applications, such as non-Newtonian fluids and high-pressure or compressible-flow systems, where relevant. A structured, physics-based modeling approach is combined with engineering judgment to ensure accurate, reliable, and actionable results. Workflows include geometry preparation, high-quality meshing, solver setup, validation against available data, and advanced post-processing. The department focuses on delivering practical insights to support design improvements, performance optimization, and risk reduction across diverse hydropower and fluid-system applications. | The Digital Twin capability was developed to provide an integrated suite of tools for analyzing and optimizing hydropower technologies and operations. The platform enables users to compare simulated results with operational data, supporting validation and performance assessment. It includes a web-based interface for visualization and analysis, along with role-based access controls to ensure secure and appropriate data access. Users can define and manage custom scenarios, run simulations in offline mode, and generate alerts when deviations between modeled and real-world performance occur. The system also supports comparative analysis across multiple scenarios, providing insights into system behavior under different operating conditions. These capabilities collectively support improved decision-making, operational efficiency, and system reliability. | Computer Modeling & Simulation | Hydraulic | Computational Fluid Dynamics (CFD) | The SWRI Fluids Engineering Department has extensive experience applying CFD to complex fluid flow problems across energy, infrastructure, and industrial systems. Past and ongoing work includes analysis of hydraulic flows, multiphase systems, and flow behavior in large-scale fluid transport and water-related applications. The team has conducted studies involving turbulence-dominated flows, particle-laden and sediment transport processes, erosion and material degradation, and coupled thermal-fluid behavior. Experience spans both steady-state and transient simulations to evaluate performance, optimize designs, and assess operational limits under a range of conditions. Additional work includes CFD support for system reliability and risk-informed evaluations in which flow behavior affects performance or operational constraints. These capabilities are directly applicable to hydropower-related challenges, including flow distribution, sediment impacts, and environmental flow conditions. The department has supported government agencies, utilities, and industry partners with validated, physics-based modeling to inform engineering decisions. | 9 | Recipients are encouraged to provide information such as: operating conditions (flow rates, boundary conditions), fluid properties and environmental constraints, specific performance metrics or design objectives, geometry or 3D CAD models. If some of this information is not readily available, the team can work with recipients to define assumptions or develop the necessary inputs. Providing available details helps ensure efficient setup and more targeted, high-quality simulation results.
IIHR Environmental Flume | Iowa City | IA | 52242 | www.iihr.uiowa.edu | The University of Iowa | Academic Lab (e.g., College or University) | HyTN-54: Large-scale recirculating environmental flume for open-channel hydraulic and sediment transport research | The IIHR Environmental Flume provides controlled, large-scale open-channel flow conditions for physical modeling and experimental investigation of environmental and hydraulic processes relevant to hydropower, river engineering, and infrastructure resilience. IIHR will provide engineering and technical assistance for experimental planning, test setup, instrumentation selection, data acquisition, and post-processing. The facility supports detailed measurements of water surface elevation, velocity fields, turbulence, pressure, and sediment transport under steady or unsteady flow conditions. Testing objectives may include evaluation of hydraulic structure performance, sediment passage and scour, flow–structure interactions, and environmental flow characteristics relevant to hydropower systems. IIHR engineers and researchers will collaborate with project partners to design test configurations, develop scaling approaches, and execute experiments consistent with project goals. Deliverables include a technical report documenting experimental setup, instrumentation, testing procedures, data analysis, and results. Supporting materials may include CAD drawings, photographs, videos, and processed datasets. Raw measurement data can be provided upon request. | IIHR—Hydroscience & Engineering has over a century of experience in experimental hydraulic research, physical modeling, and environmental flow studies. The institute is internationally recognized for its expertise in open-channel hydraulics, sediment transport, scour, and flow–structure interactions. IIHR brings a unique combination of large-scale laboratory facilities, advanced flow diagnostics, physical and computational modeling, and field validation capabilities. In-house resources include mechanical, electrical, and instrumentation shops, enabling custom model fabrication and specialized measurement systems. IIHR researchers routinely support state and federal agencies, utilities, and private industry in addressing complex hydraulic and environmental challenges. | PNNL has developed and deployed wildfire risk assessment capabilities for a range of utilities and organizations, including Bonneville Power Administration, Seattle City Light, and partners in Hawaii. These efforts have supported real-world applications of wildfire risk modeling and infrastructure impact analysis. In addition, PNNL has advanced hydropower-specific impact assessment methodologies, with findings documented in peer-reviewed research, including the 2025 IEEE Power & Energy Society General Meeting publication on wildfire implications for hydropower operations. This body of work demonstrates the maturity and applicability of the capability for addressing emerging wildfire risks. | Physical Testing | Hydraulic | Turbine Performance Fish Passage Survival Fish Behavior and Entrainment Sediment Passage Water Passage Structural Integrity and Dam Safety Generator Performance | The IIHR Environmental Flume has been used for a wide range of experimental investigations, including spillway gate hydraulics, stilling basin performance, bridge pier and abutment scour, sediment transport studies, fish exclusion screen evaluation, and vortex-induced vibration analysis. Past projects have supported dam owners, federal agencies, transportation authorities, and hydropower operators seeking physical validation of hydraulic and environmental performance. | 4 | N/A
Johnston Engineering | Spokane | WA | 99202 | https://www.johnstonpe.com/ | Johnston Engineering PLLC | Private Lab | HyTN-55: Mechanical Engineering, Modeling, Simulation, and Physical Testing of Hydropower and Fluid Energy Systems for Performance and Deployment | Johnston Engineering (JE) provides design, analysis, build, and test services to evaluate performance of hydropower and fluid-energy systems, enabling advancement from prototype validation through commercial deployment. Efforts may include a combination of modeling & simulation and physical testing experiments. This capability supports distributed, conventional and micro-hydropower technologies, including turbine-generator systems, in-pipe systems, gravity-fed systems, hydraulic systems, custom machinery, electronic systems, flow control gates, bus bars, transformers, and electronics cooling and packaging. These capabilities support testing of both mechanical and electrical systems. Work begins with system definition which may include CAD modeling and analysis such as computational fluid dynamics (CFD), hydraulics modeling, and finite element analysis (FEA), to characterize flow behavior, pressure conditions, structural loads, and system performance across operating ranges. Physical testing may include defining testing parameters, designing and fabricating custom test fixtures, and performing experiments to evaluate system and equipment performance. Testing may include load testing, integrated sensors and controls to capture real-time data on flow rate, pressure, power output, efficiency, temperature, and structural response. Our engineers provide LabVIEW-based data acquisition (DAQ) services and with a network of subcontractors including software engineering for PLC, or electrical engineering as required. Testing results and deliverables may include power, flow, structural and thermal performance data to support design refinement, scale-up, and deployment decisions, along with test plans, and engineering recommendations to improve system performance and readiness. | Johnston Engineering is a mechanical engineering firm specializing in the modeling, design, fabrication, and testing of first-of-a-kind (FOAK) and custom hardware systems and test fixtures for energy applications. The firm has deep expertise in system design and validation, as well as test fixture design, fabrication, and execution of physical testing of real-world performance. Johnston Engineering has experience developing and testing high-power and fluid-based energy systems, including work relevant to turbine performance, generator integration, and system-level hardware and support equipment design. This includes custom components and sensors for monitoring flow, pressure, temperature, and performance. The team’s approach integrates modeling and analysis using tools such as SolidWorks and ANSYS (CFD and FEA) with hands-on prototyping and experimental testing. Johnston Engineering performs physics-based simulations, designs test hardware and plans, builds custom test fixtures, and executes physical testing to generate real-world data, reduce uncertainty, verify performance, and support advancement toward deployment. | PNNL has successfully applied the CELR platform to customized cybersecurity testing and research efforts, including development of tailored red team scenarios and generation of datasets for tool validation. Recent work includes supporting evaluation of advanced cyber defense tools and generating protocol behavior datasets for platforms such as CISA’s ACID. The capability has also been used in research exploring AI-assisted red teaming for critical infrastructure. These efforts demonstrate the platform’s flexibility and effectiveness in supporting customized, mission-specific cybersecurity testing. | Physical Testing Computer Modeling & Simulation | Mechanical, Material, and Structural Testing | Computational Fluid Dynamics (CFD) Advanced Operational Modeling Finite Element Analysis/Modeling (FEA/FEM) Generator Performance Hydraulics Modeling Sensors and Controls Turbine Performance Friction Testing and Tribology Loading Testing Water Passage | Design, analysis, fabrication, and testing of energy generation and storage systems represents approximately 65% of Johnston Engineering’s work, with over 200 projects completed to date including 29 DOE funded projects. This includes modeling, hardware development, and physical testing of a wide range of energy systems and components. Relevant experience includes design and CFD analysis of hydropower turbines and micro-turbines, as well as development of turbine generator dynamometer systems and custom test fixtures for high-energy power generation equipment. JE has designed, built, and tested custom transformers, inductors, and energy storage systems, along with associated packaging, power transmission, racking, and integration hardware. The team has experience integrating fluid and electrical systems for testing and operation of energy equipment. Across these projects, JE routinely performs thermal, structural, and fluid-flow analysis, hardware build, controls, DAQ and running experimental testing to support system development. | 11 | Our engineering services typically require access to the recipient’s product or unit for testing. We have included budget to ship the unit to Johnston Engineering’s facilities in Washington State. Additional inputs may include system information such as system size, operating conditions, design documentation (e.g., CAD models or P&IDs), and any available prior test data. A technical point of contact is also helpful to support coordination and define performance objectives.
Los Alamos National Laboratory (LANL) | Los Alamos | NM | 87545 | www.lanl.gov | Los Alamos National Laboratory (LANL) | National Lab | HyTN-56: Hydropower Simulation, De-Risking, and Reservoir Seepage Analysis Service | This capability offers advanced computational modelling and data analysis to evaluate and de-risk hydropower projects, focusing on pumped storage, run of river schemes, and dam modifications. By simulating hydraulic, geotechnical, and operational dynamics across a range of scenarios, we identify potential failure modes, efficiency bottlenecks, and environmental impacts before costly physical testing or construction. Building on LANL’s experience in reservoir seepage estimation and dam design assessments, we create multi-scale models that incorporate geotechnical properties, variable loading, and operational data. Our workflow integrates uncertainty quantification, sensitivity analysis, and active learning algorithms to explore the most consequential risks, while probabilistic surrogates enable rapid scenario evaluations. Each project yields a risk profile, calibrated simulation results, and specific mitigation recommendations, ranging from alternative materials and geometries to optimized operating strategies and contingency plans. Deliverables include a detailed technical report (assumptions, boundary conditions, data sources), files for integration into the developer’s own analyses, and visualizations of predicted flow fields and pore pressures. By quantifying and mitigating technical and economic risks early, this capability accelerates design iterations, improves technology readiness and enhances investor confidence. | Our team combines hydrology, geomechanics, fluid dynamics, techno economic analysis, and data science to provide comprehensive de risking services. We have delivered seepage estimates, permeability analyses and dam design assessments for pumped storage projects, and we specialize in high performance computing, uncertainty quantification, and surrogate modelling. Expertise in sensitivity analysis and risk assessment allows us to identify key drivers of cost and performance and support iterative refinement of design and control strategies. Experience with underground energy storage and integration gives us a holistic perspective on energy systems. We follow rigorous quality control and reproducibility practices, maintain transparent documentation, and work closely with clients to align analyses with project goals. Communication of findings to both technical and non technical stakeholders is a core strength, ensuring that recommendations are actionable. | This capability has been developed through multiple DOE-funded programs focused on advanced materials and joining technologies, including the Joint Core Program (JCP) and the Lightweight Materials Consortium (LightMAT). These efforts have addressed multi-material joining challenges through surface modification, joining process development, and performance evaluation supported by predictive modeling. More recently, PNNL has collaborated with industry partners, including GE, on applications such as polymer-based enhancements for hydropower turbine components to improve operational flexibility. This body of work demonstrates the applicability of the capability to real-world hydropower systems and advanced structural applications. | Computer Modeling & Simulation | Hydraulic | Computational Fluid Dynamics (CFD) Environmental Monitoring Hydraulics Modeling Techno-Economic Analysis - Individual Technologies | Los Alamos National Laboratory has deep expertise in hydropower modeling and de‑risking. The Laboratory supports geo‑planning and preliminary implementation tasks in pumped‑storage projects and develops calibrated datasets and frameworks for capacity expansion and system operations under uncertainty. These diverse efforts demonstrate LANL’s capacity to deliver data‑driven simulations, risk analyses, and techno‑economic assessments that advance hydropower readiness. | 12 | N/A
Manufacturing Demonstration Facility of Oak Ridge National Laboraotry | Knoxville | TN | 37932 | https://www.ornl.gov/facility/mdf | Oak Ridge National Laboratory | National Lab | HyTN-57: Structural Stress Testing and FEA-Based Validation of Composite and Additively Manufactured Hydropower Structures | Additive manufacturing (AM), composites, and other convergent manufacturing methods can enable more optimized hydropower components by reducing mass, improving structural performance, and potentially lowering lead time and cost. Because these technologies are new to the hydro industry, they require rigorous verification and qualification to support a transition from traditional casting. The testing aims to reduces risk aversion and improve adoption. Oak Ridge National Laboratory’s Manufacturing Demonstration Facility (MDF) provides an integrated capability for material and structural qualification of AM and composite hydro components ranging from coupon-level characterization to subcomponent and full-scale testing under representative hydro-mechanical loads (e.g., pressure, compression, and cyclic loading). Mechanical testing includes monotonic and cyclic deformation in tension, compression, bending, and torsion across controlled environments (room or elevated temperature; air, vacuum, or inert gas) using ASTM standards or custom specimen conditions. Additional evaluations include hardness (Rockwell, Brinell, micro-Vickers, nano-indentation), fracture toughness, and fatigue crack growth. MDF also offers state-of-the-art characterization and damage assessment across multiple length scales, including non-destructive X-ray computed tomography, metallography with optical and electron microscopy, and microstructural analysis using EDS and EBSD. Residual stress can be measured via neutron scattering at HFIR and SNS. These experimental capabilities are tightly coupled with physics-based modeling and simulation to validate and calibrate FEA tools, reducing design uncertainty and accelerating iteration. Key outcomes include validated performance datasets, calibrated predictive models for stress/deformation/failure, and demonstrated durability and damage tolerance supporting design allowables and qualification pathways for reliable, scalable deployment of AM and composite hydro structures (e.g., runners, housings). | ORNL’s Manufacturing Demonstration Facility (MDF) combines deep expertise, proven experience, and an integrated approach to qualify additive and composite materials and components. MDF’s core competency is end-to-end execution under one roof—manufacturing and sample preparation, application-relevant mechanical/structural testing (tension, compression, bending, torsion, impact, hardness), and thermomechanical characterization (DMA, DSC, TGA) under controlled conditions. Its approach couples high-fidelity diagnostics (in-line sensing, full-field Digital Image Correlation) with rigorous non-destructive evaluation and metrology (X-ray/CT, CMM, 3D scanning) to detect defects, verify geometry, and track deformation. Materials understanding is strengthened through microstructure and failure analysis using optical microscopy and SEM, and residual-stress measurement via neutron scattering. ORNL also leads in modeling and simulation software for advanced manufacturing (i.e. using FEA/FEM for stress/structural analysis), enabling data-driven validation of performance. Since 2012, MDF has demonstrated scale and impact through 240 collaborations with 78 industry partners and 54 university collaborations. | PNNL has developed and applied these analytical frameworks across a wide range of industries, including lighting, consumer electronics, energy systems, HVAC, and advanced manufacturing. This work has contributed to industry standards, such as development of product category rules for lighting, and has supported evaluation of critical materials, supply chain risks, and lifecycle performance for numerous technologies. The team has collaborated with industry partners in areas such as automotive remanufacturing, battery systems, and infrastructure technologies. These proven methods are now being applied to hydropower systems to support technology development, strengthen domestic manufacturing, and improve system reliability and performance. | Physical Testing Computer Modeling & Simulation | Mechanical, Material, and Structural Testing | Advanced Manufacturing Finite Element Analysis/Modeling (FEA/FEM) Sensors and Controls Repair Methods Material Characterization | MDF draws on ORNL’s nationally recognized strengths in materials science, neutron-based characterization, and computational science to develop, qualify, and transition advanced manufacturing technologies for both large and small companies. ORNL and MDF researchers have a demonstrated track record delivering industry-relevant outcomes, including improving creep resistance in laser powder bed fusion builds; deploying AI-enabled defect detection for in-situ quality control in electron beam melting (EBM); producing and qualifying 3D-printed turbine blades from the difficult-to-weld nickel superalloy IN718 for gas-turbine applications; additively manufacturing and analyzing fuel-assembly brackets using AI-based tools and supporting their installation at TVA’s Browns Ferry Nuclear Plant (Athens, Alabama); and, with Dimensional Energy, achieving a breakthrough in ceramic additive manufacturing by producing the first leak-tight joint using binder jet printing and advanced post-processing. Additional examples of MDF’s capabilities and project history are available at https://www.ornl.gov/mdftimeline. | 12 | N/A
Modern Nuclear Instrumentation and Controls Laboratory (ORNL) | Oak Ridge | TN | 37931 | www.ornl.gov | Oak Ridge National Laboratory | National Lab | HyTN-58: Sensor testing & nondestructive evaluation for material characterization in additive manufacturing | Testing objectives include the advancement of nondestructive evaluation (NDE) technologies for materials characterization, with a focus on the unique challenges of additively manufactured (AM) components. This includes developing and validating inspection methods capable of detecting process-induced defects, assessing microstructural variability, and enabling in‑situ process monitoring through advanced sensor and instrumentation systems. ORNL's Instrumentation and Control Laboratory provides extensive capabilities in NDE for critical materials, including the design, development, and qualification of advanced ultrasonic transducers for long‑term operation in extreme environments, innovative sensing solutions for real-time monitoring of AM process parameters, and data‑driven approaches for extracting material properties and structural information from complex NDE datasets. | The lab boasts significant expertise in ultrasonic and nondestructive evaluation (NDE) techniques, sensor development, and machine learning integration. Dr. Hongbin Sun, an Ultrasonic Engineer at ORNL, specializes in ultrasonic NDE for energy systems, sensor characterization, and structural health monitoring. He has over 40 peer-reviewed publications, including seminal papers in top-tier journals. Dr. Ryan Meyer, a Research Nuclear Engineer, has a robust background in NDT reliability, condition monitoring, and prognostics for nuclear power facilities. His work spans ultrasonic, acoustic, electromagnetic, and optical techniques for degradation detection and characterization, with contributions to ASME Code standards. Dr. Pradeep Ramuhalli, leading the Modern Nuclear I&C Group, focuses on systems resilience, reliability, and the development of sensors and algorithms for continuous monitoring and diagnosis. His work emphasizes physics-informed ML algorithms and NDE for materials degradation assessment and remaining life estimation. | This optimization platform has been developed and applied through multiple projects with hydropower owner-operators, including Ameren, Grant County PUD, Energy Northwest, and Eugene Water and Electric Board. These collaborations have informed the development of a robust and flexible framework capable of addressing a wide range of hydropower and energy storage integration challenges. Over time, the capability has evolved to incorporate multiple value streams and operational considerations, reflecting real-world use cases and stakeholder needs. The resulting platform provides a validated approach for assessing the benefits of hydropower–battery hybridization and supports decision-making for system modernization and optimization. | Physical Testing | Mechanical, Material, and Structural Testing | Sensors and Controls Material Characterization Advanced Manufacturing | Research activities focused on nondestructive materials testing in support of DOE‑NE and DOE‑EERE programs, with emphasis on characterizing elastic properties of energy‑system materials, particularly after exposure to relevant environmental and operating conditions. The work included developing and applying NDE methods—such as advanced ultrasonics and related sensing techniques—to evaluate property degradation, mechanical performance, and microstructural changes. Additional efforts supported nondestructive evaluation of additively manufactured components, enabling assessment of defect presence, distribution, and key mechanical properties including elastic modulus and hardness. These activities contributed to establishing reliable inspection frameworks for emerging AM materials and processes. Previous efforts include NDE for Hot Isostatic Pressing (HIP) and Laser direct energy deposition parts. | 6 | Information on component size and weight, materials used in fabrication or processing (including any hazardous materials exposure or contamination).
NLR Modeling and Analysis | Golden | CO | 80401 | https://www.nlr.gov/water/energy-economic-analysis | National Laboratory of the Rockies | National Lab | HyTN-59: Integrated High-Fidelity Technoeconomic Modeling & Analysis for Hydropower and PSH Valuation and Impacts Assessment | NLR’s technoeconomic modeling and analysis capabilities aid decision-making across hydropower and the broader water and energy sectors. Tools leverage economic, performance, environmental, and other metrics to evaluate cost-benefit tradeoffs of hydropower and pumped storage hydropower (PSH) from site- to grid-scale. The objective is to provide voucher recipients with data and metrics that enable more informed investment and operational decisions for hydropower and interconnected power systems. Plant- and site-level tools such as REopt, H2Integrate, and PAT support system design and operating plans for standalone hydropower/PSH or hybrid systems. Grid-level tools, including PSS/E, PSLF, Sienna, PLEXOS, Engage, PRAS, and ReEDS, span timescales from milliseconds to decades and inform cost-benefit evaluations across grid services such as voltage stability, frequency regulation, reserves, energy, resource adequacy, as well as environmental and performance impacts. These tools (https://www.nlr.gov/analysis/data-tools) were developed with extensive industry engagement and use high-fidelity, validated datasets for applied analysis, with additional utilities linking them for integrated, internally consistent, holistic studies. They incorporate detailed hydropower and PSH operating requirements and have been coupled with hydrologic and river-routing models such as RiverWare. Key metrics such as revenue potential, return on investment, unserved energy, capacity factor, and system cost are evaluated under various market, policy, and infrastructure scenarios. NLR technoeconomic tools assess cost-effectiveness and investment potential across a range of hydropower applications and market environments, supporting developers, owners, and policymakers. By examining how technology innovations, design choices, and operational strategies impact lifecycle costs and financial performance, NLR helps stakeholders identify economic opportunities and prioritize development pathways. | NLR leverages decades of experience developing tools for geospatial analysis, cost modeling, system design, multiscale grid modeling, and broader energy systems analysis to deliver robust technoeconomic evaluations. Researchers utilize advanced computational resources to simulate long-term project performance and valuation under varying site- and system-level assumptions. This capability integrates hydrodynamic modeling, resource assessment, and technology characterization to ensure cost and performance inputs reflect real-world conditions. These inputs support system design optimization and grid-scale analysis up to the interconnect scale, integrating hydrological and water management considerations. NLR develops analytical tools that enable stakeholders to quantify the economic impacts of design innovations, installation methods, and operational strategies. Using high-performance computing, NLR performs large-scale simulations to assess hydropower's contributions to grid flexibility, resilience, and cost-effectiveness. Ongoing work focuses on the accuracy and availability of cost and performance data (e.g., CAPEX, balance-of-station costs, maintenance requirements, system degradation) to enable reliable financial projections and inform investments. | Polaris EcoSystems has completed infrastructure condition assessments for utility-scale energy facilities including projects for Duke Energy, Amazon, and Goldman Sachs portfolio companies, applying computer vision and remote sensing to detect and quantify structural and performance defects. Our Lumigrid platform was developed for automated analysis of energy infrastructure imagery and has been deployed for asset inspection across commercial energy portfolios. The underlying deep learning methods (object detection for crack and corrosion identification, thermal image analysis, multispectral processing) are the same approaches increasingly applied to hydropower infrastructure assessment, including dam and penstock inspection. We have also conducted site assessments and feasibility studies for tribal and rural energy projects funded by DOE and BIA, working at community scales directly relevant to the small and mid-scale hydropower facilities that HyTN technology developers target. | Computer Modeling & Simulation | Techno-Economic Analysis | Techno-Economic Analysis - Individual Technologies Techno-Economic Analysis - Site Design and Assessment Advanced Operational Modeling | NLR has implemented these tools across several projects. NLR worked with Absaroka Energy and FFP Project 101 LLC to assess the operational value of their proposed Banner Mountain and Goldendale projects to provide grid-scale energy storage, flexibility, and reliability. NLR used grid strength and stability analysis, production-cost modeling, and capacity expansion modeling to perform PSH valuation for the Tennessee Valley Authority and rPlus Energies. PSH siting and cost assessment, having been performed for the entire U.S., including Alaska, Hawaii, and Puerto Rico, have also been implemented for Latvia and Romania and at smaller scales for island and community applications. NLR has worked with Natel Energy to develop a control strategy for operating a series of small, low-impact, cascading hydro plants to meet revenue objectives without significantly impacting a river's natural flows. NLR tools are widely utilized beyond hydropower as seen at nlr.gov/grid and nlr.gov/analysis. | 12 | NLR will first need the voucher recipient to establish the desired scope, scale, and resolution of the desired activity in terms of spatial, temporal, and process detail. The recipient should also identify key metrics of interest. Then, NLR will need detailed site and/or system information that could include: 1) detailed cost and financial inputs (e.g., capital and operating costs, financing terms), 2) technology performance data, 3) resource availability, 4) market and policy assumptions, 5) regional generation and transmission details, 6) other site- or region-specific considerations.
Oak Ridge Leadership Computing Facility (OLCF) | Oak Ridge | TN | 37830 | https://www.olcf.ornl.gov/ | Oak Ridge National Laboratory | National Lab | HyTN-60: Fluid-Structure Interactions: Simulations, Testing and Visualization | Primary objectives include system modeling for power generation and physics-informed design (CAD) of engineering components, turbomachinery, and process equipment through industry-standard multi-physics CFD codes deployed on parallel computing platforms. Computational studies can be replicated in scale-model tests and validated for technology maturation and proof of concept at the ORNL Thermal Hydraulics Laboratory. Secondary objectives include optimization of operational boundaries for water power technologies and parametric tradeoff analyses to develop lightweight, cost-competitive systems for voucher recipients. Additional objectives include adjoint optimization of topology and cost of primitive and non-primitive geometries to enable 3D printing of novel shapes in conjunction with the ORNL Manufacturing Demonstration Facility. | Modeling and Simulation Core Competency: - Expertise with industry-standard fluid dynamics software and systems engineering software - Resident parallel computing platforms for commodity and high-performance computing - State of the art visualization capabilities Hydraulic Testing and Hydrodynamics Core Competency: - Air and water flow loops - High-speed cameras, ultrasound flow visualization for air-water interfaces - Laser diagnostics for multiphase flows - State of the art instrumentation suite: pressure transducers, thermocouples, fiber optics | Polaris EcoSystems has completed techno-economic feasibility studies and energy production modeling for energy projects across multiple scales and technology types. Projects include feasibility analysis for energy developments funded by DOE and BIA, site assessment and financial modeling for utility-scale solar facilities, and economic analysis for community-scale renewable energy systems. Our team has produced energy production simulations, LCOE analyses, and financial models used to secure project financing and inform technology adoption decisions. We have direct experience translating complex technical performance data into economic projections accessible to non-technical stakeholders, which is directly relevant to helping HyTN technology developers communicate the value of their innovations to potential adopters. Polaris has managed DOE-funded technical assistance engagements on the ENERGYWERX platform through Eighth Generation Consulting on a previous Interconnection call. | Physical Testing Computer Modeling & Simulation | Hydraulic | Computational Fluid Dynamics (CFD) Hydraulics Modeling Advanced Manufacturing Turbine Performance Artifical Intelligence (AI) Finite Element Analysis/Modeling (FEA/FEM) Water Passage | Please see ORNL WaterPower Program: https://www.ornl.gov/waterpower for a complete background. | 12 | N/A
PNNL 3410 Material Science and Technology Laboratory | Richland | WA | 99354 | https://www.pnnl.gov/materials-science-and-technology-building | Pacific Northwest National Laboratory | National Lab | HyTN-61: Cavitation Erosion Testing and Characterization Laboratory | This capability provides hydropower technology developers with standardized, accelerated laboratory testing to evaluate and benchmark the cavitation erosion resistance of materials, coatings, and repair processes. Cavitation erosion is a critical degradation mechanism affecting turbines and hydraulic components, leading to reduced efficiency, increased maintenance costs, and shortened service life. Using ASTM G134 testing protocols, this capability enables rapid, repeatable assessment of material performance under controlled conditions. Developers can use this capability to compare candidate materials or processes and understand their relative resistance to cavitation damage. Deliverables may include mass loss as a function of time, erosion rate, and incubation period, which quantify cavitation resistance. Optional post-test analysis, including microscopy and fractography, can provide additional insight into material behavior and erosion mechanisms. Results can be used to support modeling and digital twin efforts relative to cavitation. The number of coupons and tests supported within a voucher depends on scope, including whether recipients provide pre-machined and polished samples, the need for calibration and setup for new material systems, and the extent of post-test characterization. | PNNL has extensive experience in advancing materials and processes to improve cavitation erosion resistance in hydropower components. The team has developed specialized capabilities for conducting accelerated cavitation testing in accordance with ASTM G134 standards. Core competencies include experimental design using statistical methods, execution of standardized cavitation erosion tests, and post-test characterization to evaluate material performance. PNNL also provides expertise in microscopy and fractography to understand erosion mechanisms and guide material and process improvements. This integrated approach supports rapid evaluation and optimization of materials, coatings, and repair techniques for enhanced durability and performance in hydropower environments. In addition to cavitation testing, PNNL offers cavitation coupon preparation and post cavitation characterization and analysis. | QuesTek has recently completed the Navy Phase I Base of an engagement to develop a breakthrough digital toolkit that predicts the life of components affected by corrosion, pitting, and fatigue. The program, now in the Phase I Option period (as of 4/22/26), underscores both the critical importance of addressing corrosion fatigue in naval aerospace systems and QuesTek's long-standing leadership in solving complex materials challenges with physics-based design approaches. Corrosion fatigue is a universal issue across aerospace, automotive, energy, and heavy industrial sectors. This follows the ICMD® materials design and engineering platform expansion announced on March 10th, 2025 regarding the new Fatigue Toolkit for Microstructure-Sensitive Fatigue Life Prediction. ICMD®'s Fatigue Toolkit combines physics-based simulations with microstructure and defect digital twins to enable improved safety, reduced cost, and data-driven decisions. QuesTek has also successfully delivered on a previous Energywerx voucher opportunity as a Provider of Integrated Computational Materials Engineering (ICME) services. | Physical Testing | Mechanical, Material, and Structural Testing | Advanced Manufacturing Material Characterization Repair Methods Surface Resistance Turbine Performance | This capability has been instrumental in advancing materials and processes for hydropower applications, including cold spray and friction stir-based technologies such as friction stir welding, friction stir processing, and additive friction surfacing. Testing has demonstrated that these approaches can achieve up to three times the cavitation erosion resistance of conventional stainless steel, supporting further development and application. Combined with microstructural characterization, ASTM G134 testing has enabled identification of key performance drivers, such as grain size effects in friction stir processes and optimization of particle reinforcement and processing parameters in cold spray systems. These insights have supported the development of both manual and automated repair approaches and evaluation of alternative process configurations, demonstrating the capability’s value in accelerating innovation and improving component durability. | 12 | To support ASTM G134 cavitation erosion testing, PNNL requires detailed information on the materials, coatings, or repair processes to be evaluated, including composition, processing methods, and intended application. Developers should specify performance objectives and target operating conditions relevant to hydropower environments. If available, recipients are encouraged to provide pre-machined and polished test coupons to maximize testing within the available scope. Information on baseline materials for comparison is also helpful. The number of tests depends on setup requirements for new material systems and the extent of post-test characterization requested.
PNNL CELR Hydropower Platform | Richland | WA | 99354 | https://www.pnnl.gov/projects/control-environment-laboratory-resource | Pacific Northwest National Laboratory | National Lab | HyTN-62: Standardized Cybersecurity Testing with CELR Hydropower Hardware-in-the-Loop Platform | This capability provides hydropower technology developers with structured, repeatable cybersecurity testing using the Control Environment Laboratory Resource (CELR) hydropower hardware-in-the-loop (HIL) platform. The platform integrates scaled physical hydropower processes with real-world industrial control systems (ICS) and supervisory control and data acquisition (SCADA) environments, enabling realistic evaluation of cybersecurity tools and defenses. This offering focuses on standardized testing and benchmarking using a predefined library of validated attack scenarios and test configurations developed by PNNL. PNNL will work with voucher recipients to integrate their software or hardware solutions into the hydropower environment, followed by execution of guided, prebuilt attack scenarios by PNNL experts. These repeatable scenarios enable consistent evaluation against known threat conditions. Because this capability leverages existing scenarios and configurations, a greater number of test executions can typically be performed within a single voucher compared to customized testing. A typical voucher may support multiple scenario runs (e.g., up to ~5 full deployments, attack executions, and system resets), depending on integration complexity. Deliverables may include detailed datasets (e.g., packet captures and logs), timelines of system behavior, and analysis of attack impacts, supporting benchmarking, validation, and performance comparison of cybersecurity solutions. | PNNL operates and maintains the hydropower platform as part of the CELR platform capability, leveraging a multidisciplinary team with expertise in cybersecurity, control systems, and mechanical and electrical engineering. The team has developed representative models of real-world hydropower and critical infrastructure environments by integrating enterprise IT systems with ICS/SCADA architectures. Core competencies include development of repeatable cyber-physical test environments, execution of structured red team exercises, and generation of high-quality datasets for tool evaluation. PNNL has experience designing and executing training and evaluation exercises for federal and industry partners, as well as supporting the development and testing of tools for red team automation, analytics, and system recovery. | HydroSHIELD is a specialized cybersecurity assessment initiative aimed at evaluating and strengthening the cyber resilience of critical infrastructure systems. This proposal outlines the scope, methodology, objectives, and deliverables for conducting a cybersecurity assessment at [Hydro Plant Name]. Hydroelectric plants are integral to the nation's energy infrastructure, and their operational systems are increasingly interconnected with digital technologies. This interconnectedness introduces potential vulnerabilities that could be exploited by cyber threats, posing risks to operational continuity, safety, and national security. | Physical Testing | Electrical and Electronic | Cybersecurity Grid Integration (Hardware-in-the-loop) | PNNL has applied the CELR platform to a range of cybersecurity research and evaluation efforts, including generation of datasets for validating intrusion detection tools and supporting red team exercises for critical infrastructure environments. The platform has been used in collaborations with federal agencies and industry partners, including work supporting AI-driven red teaming and validation of tools such as CISA’s ACID platform. These efforts demonstrate the capability’s effectiveness for standardized, repeatable cybersecurity testing and evaluation. | 12 | To support standardized cybersecurity testing, PNNL requires information on the technology to be evaluated, including software/hardware specifications, deployment requirements, and intended function (e.g., detection, response, monitoring). Developers should identify preferred integration points within an ICS/SCADA environment and any system dependencies. Basic configuration guidance and installation support materials are needed to enable integration into the CELR platform. While scenarios are predefined, recipients may indicate areas of interest (e.g., specific threat types or protocols) to guide test selection. Collaboration may be required to configure the environment, validate integration, and interpret resulting datasets and performance outcomes.
PNNL Computational Sciences Facility (CSF) | Richland | WA | 99354 | https://www.pnnl.gov/ | Pacific Northwest National Laboratory | National Lab | HyTN-63: High-Fidelity CFD and Multi-Physics Modeling for Hydropower Systems | This capability provides hydropower technology developers with advanced computational modeling to evaluate system performance, structural integrity, and environmental impacts across the development lifecycle. Using high-fidelity computational fluid dynamics (CFD) and multi-physics simulation tools, PNNL enables detailed analysis of water conveyance systems, turbines, and fish passage structures under various operating conditions. The capability supports evaluation of complex flow phenomena—including turbulent vortex ropes, transient loading, pressure fluctuations, and flow-induced vibration—that directly influence efficiency, fatigue, and reliability. It is applicable to emerging and unconventional hydropower technologies, such as small modular turbines, gravitational vortex turbine systems, and fish bypass designs, and components affected by biofouling or their hydraulic interactions. Simulations can be configured across a range of operating conditions (e.g., flow rate, pressure, rotational speed) and designs to assess performance and design optimization. A key application is CFD-based evaluation of penstocks and conveyance systems, capturing unsteady flow regimes including water hammer, operational transitions, and localized pressure spikes. These analyses complement field measurements by identifying critical high stress regions, validating sensor placement, and quantifying loads in areas that are difficult to instrument or system optimizations to minimize pressure fluctuations. The capability also supports environmental assessment, including fish passage analysis using coupled CFD and particle tracking approaches. Deliverables include comprehensive technical reports detailing model development, simulation methods, and parametric study results, along with performance insights and opportunities for design improvement. Where appropriate, select model inputs or simulation setup files may be provided to support continued development and iteration by the technology developer. | PNNL has extensive expertise in high-fidelity CFD, multi-physics modeling, and fluid–structure interaction analysis for hydropower systems. Core competencies include simulation of complex hydraulic phenomena, structural response under dynamic loading, and integration of computational and experimental data. The team is experienced in modeling turbine performance, penstock hydraulics, and environmental systems such as fish passage. Additional strengths include development and application of advanced tools such as the Biological Performance Assessment (BioPA) framework, coupling CFD with Lagrangian particle tracking and experimental validation. PNNL also has expertise in designing and executing numerical experiments to evaluate system behavior across a wide range of operating conditions. These capabilities support design optimization, performance evaluation, and risk reduction for hydropower infrastructure. | SwRI has extensive experience in conducting advanced hydropower and pumped hydro technology assessments and evaluations. Past efforts explored novel architectures to optimize system performance, including evaluation of design-point, transient, and off-design operating condition. SwRI has also assessed the feasibility and viability of innovative concepts, using its physics-based modeling frameworks to perform detailed simulations and identify potential technical, operational, and economic risks. Projects have included modeling cryogenic storage systems (GT2023-103079), air-based energy storage (GT2023-103072), and thermal storage projects (GT2022-83424, GT2023-104232). SwRI has deployed its expertise to examine new applications for existing technologies, such as adapting systems for unconventional environments or alternative energy scenarios. As an independent third-party evaluator, SwRI has assessed emerging hydropower technologies, focusing on performance benchmarking, cost-effectiveness, and operational reliability for utilities and original equipment manufacturers (OEMs). These efforts showcase SwRI’s commitment to advancing hydropower technologies through cutting-edge modeling, analysis, and validation of systems designed to meet client-specific requirements. | Computer Modeling & Simulation | Mechanical, Material, and Structural Testing | Advanced Operational Modeling Biofouling Computational Fluid Dynamics (CFD) Finite Element Analysis/Modeling (FEA/FEM) Fish Behavior and Entrainment Fish Passage Survival Hydraulics Modeling Structural Integrity and Dam Safety Turbine Performance | PNNL has extensive experience applying high-fidelity computational modeling to hydropower systems, supporting projects from conceptual design through deployment. This work includes turbine performance optimization, structural analysis of critical components, and environmental assessments focused on fish passage and ecosystem impacts. The laboratory has served as a key partner in advancing fish passage technologies, integrating CFD, particle tracking, and experimental studies to improve survival outcomes in high-head dam systems. Additionally, PNNL has applied CFD to evaluate hydraulic conditions in conveyance systems, including penstocks, to better understand transient loading, fatigue, and operational risks. These efforts demonstrate the capability’s value in reducing uncertainty, improving system performance, and supporting safe and sustainable hydropower operation through advanced computational analysis. | 12 | To support high-fidelity CFD and multi-physics modeling, PNNL requires detailed technical and operational data describing the hydropower system or component of interest. This may include design geometry (CAD models), material properties, and operating conditions (discharge rate, pressures, temperatures). For transient structural evaluations, time-series data of loading conditions are also needed. Developers should provide information on the specific technology or design being evaluated, including performance goals and constraints, to guide model development. When available, experimental or field data can be used for model validation. Collaboration with the developer is typically required to refine inputs, define modeling approaches, and interpret simulation results.
PNNL Computational Sciences Facility (CSF) | Richland | WA | 99354 | https://hydro.digitaltwin.labworks.org/ | Pacific Northwest National Laboratory | National Lab | HyTN-64: Digital Twin–Enabled Hydropower Performance Testing | This capability provides hydropower technology developers with a Digital Twin platform to evaluate the performance and integration of new components, subsystems, and operational strategies within a representative hydropower unit. The current implementation focuses on developing a virtual representation of a single generating unit and selected components, enabling targeted analysis within a controlled and scalable environment. Developers can integrate their technology—such as sensors, control algorithms, or mechanical/electrical components—into the Digital Twin framework for evaluation under simulated operating conditions. The platform combines physics-based models with operational data to assess how the technology influences system performance, including efficiency, response to changing load conditions, and interactions with existing components. Assessment methodologies include comparison of simulated and baseline operational data, scenario-based analysis (e.g., varying flow, load, or grid conditions), and sensitivity studies to understand performance impacts and key drivers. The platform also supports evaluation of reliability and potential operational risks through configurable simulations. This capability provides developers with a cost-effective virtual environment to validate functionality, refine designs, and generate performance evidence prior to field deployment, serving as a foundational step for further scaling and system-level integration. | PNNL brings extensive expertise in end-to-end data lifecycle management, including data collection, preservation, secure authentication, access control, quality characterization, metadata standardization, and secure dissemination across cloud and on-premises environments. The team has significant experience developing and scaling machine learning and data-driven models for operational optimization and predictive analytics. PNNL is equipped with the computational infrastructure required for continuous model execution and Digital Twin development. Core competencies include designing secure and scalable data ingestion and processing pipelines; developing data transformation and curation workflows; and operationalizing machine learning models for real-time and offline analysis. Additionally, PNNL has a strong track record in building open-source platforms and tools tailored to scientific and engineering applications. | SwRI has a strong history of conducting projects directly relevant to the proposed work, with significant experience in FEA studies, rotordynamics, and performance optimization for turbomachinery applications. The complete experience and projects list is extensive, but three examples are provided here for context. Reference the ASME TurboExpo 2020 conference paper GT2020-15945; here, the Turbine Design section includes a high-level description of the thermal-mechanical design work and rotordynamics study for this first-of-a-kind turbine, and the performance testing sections demonstrate the successful commissioning and operation of this turbine design. A second reference project is documented in ASME TurboExpo 2022 conference paper GT2022-83284; here, extensive thermal-mechanical design work was completed to integrate a high-pressure, high-temperature turbine casing into an integrally geared package. Reference the ASME TurboExpo 2024 conference paper GT2024-129353 for a summary of a high-temperature, high-pressure seal test rig design that was conceptualized, built, and tested by SwRI. | Computer Modeling & Simulation | Mechanical, Material, and Structural Testing | Artifical Intelligence (AI) Advanced Operational Modeling Generator Performance Sensors and Controls Turbine Performance | The Digital Twin capability was developed to provide an integrated suite of tools for analyzing and optimizing hydropower technologies and operations. The platform enables users to compare simulated results with operational data, supporting validation and performance assessment. It includes a web-based interface for visualization and analysis, along with role-based access controls to ensure secure and appropriate data access. Users can define and manage custom scenarios, run simulations in offline mode, and generate alerts when deviations between modeled and real-world performance occur. The system also supports comparative analysis across multiple scenarios, providing insights into system behavior under different operating conditions. These capabilities collectively support improved decision-making, operational efficiency, and system reliability. | 12 | To support Digital Twin development and technology evaluation, PNNL requires access to representative operational data from a target hydropower unit for at least a 9-to-12-month duration, including high resolution time-series data on flows, generation, temperatures, pressures, and control signals. Developers must also provide detailed technical information on their technology (e.g., sensors, components, or control algorithms), including design specifications, operating parameters, and intended integration points. These inputs enable accurate modeling and embedding of the technology within the Digital Twin environment.
PNNL Electricity Infrastructure Operations Control (EIOC) | Richland | WA | 99354 | https://www.pnnl.gov/projects/eioc/facility-capabilities | Pacific Northwest National Laboratory | National Lab | HyTN-65: Wildfire Risk Assessment and Impact Analysis for Hydropower Systems | Wildfires present an increasing threat to hydropower infrastructure, with the potential to cause severe damage to dams, generation assets, and associated transmission systems. In extreme cases, wildfire impacts can contribute to cascading failures, including dam safety risks and disruptions to grid reliability. This capability provides hydropower technology developers with advanced modeling and analysis tools to evaluate how their technologies perform under wildfire risk conditions and to support development of mitigation and resilience solutions. PNNL integrates geospatial data sources—including satellite imagery, LiDAR, and fuelscape datasets—to model wildfire behavior and evolving risk conditions. These outputs are coupled with frameworks that translate wildfire hazards into asset-level risk for hydropower facilities and nearby electrical infrastructure. Developers can assess vulnerability, test technology performance under high-risk scenarios, and evaluate how their solutions reduce risk or improve resilience. Deliverables may include geospatial risk maps, scenario-based impact assessments, datasets linking wildfire conditions to infrastructure effects, and analysis reports identifying vulnerabilities and performance gaps. Results may also include recommendations to improve technology design, deployment strategies, and integration into wildfire resilience planning. | PNNL has extensive experience in modeling wildfire hazards and assessing their impacts on energy infrastructure. The team has led large-scale, multidisciplinary programs focused on understanding wildfire risk evolution across diverse geographies and translating that risk to grid-connected assets, including hydropower systems. Core competencies include geospatial data integration, wildfire behavior modeling, risk assessment for critical infrastructure, and development of scalable analytics platforms. PNNL also has expertise in deploying these capabilities within secure, cloud-based environments, enabling broad accessibility and operational use. This combination of domain knowledge and technical capability supports comprehensive assessment of wildfire risks and their implications for hydropower operations and system resilience. | SwRI has conducted numerous projects that align with the proposed scope of work. Key efforts include: • SwRI Microgrid Analysis (GT2024-129215): Conducted comprehensive performance and economic studies of SwRI's own campus microgrid to evaluate configurations of solar PV, wind, energy storage, and conventional assets. Results indicated up to 60% decarbonization potential without increasing costs. • Cost Sensitivity Analysis (GT2025-153973): Performed detailed cost sensitivity analyses to understand the techno-economic variability and impacts of energy storage and renewable technologies on electricity costs and grid reliability. • ERCOT Grid Modeling (GT2024-124292): Explored renewable capacity limitations and the impact of variable renewable energy (VRE) systems and energy storage integration on a large, regional-scale grid. • Small and Isolated Systems (ES2025-155242): Conducted detailed studies assessing renewables and energy storage integration for energy systems in island communities and remote locations. These efforts demonstrate SwRI’s successful experience in energy technology modeling and economic assessments. | Computer Modeling & Simulation | Techno-Economic Analysis | Grid Integration and Interconnection Analysis Techno-Economic Analysis - Individual Technologies Techno-Economic Analysis - Site Design and Assessment | PNNL has developed and deployed wildfire risk assessment capabilities for a range of utilities and organizations, including Bonneville Power Administration, Seattle City Light, and partners in Hawaii. These efforts have supported real-world applications of wildfire risk modeling and infrastructure impact analysis. In addition, PNNL has advanced hydropower-specific impact assessment methodologies, with findings documented in peer-reviewed research, including the 2025 IEEE Power & Energy Society General Meeting publication on wildfire implications for hydropower operations. This body of work demonstrates the maturity and applicability of the capability for addressing emerging wildfire risks. | 12 | N/A
PNNL Information Sciences Building 2 (ISB-2) | Richland | WA | 99354 | https://www.pnnl.gov/ | Pacific Northwest National Laboratory | National Lab | HyTN-66: Customized Cybersecurity Testing with CELR Hydropower Hardware-in-the-Loop Platform | This capability provides hydropower technology developers with tailored cybersecurity testing using the Control Environment Laboratory Resource (CELR) hydropower hardware-in-the-loop (HIL) platform. It enables the design and execution of custom threat scenarios aligned with specific system architectures, risks, and testing objectives. Unlike standardized testing, this capability focuses on developing new, user-defined adversary tactics and test cases to evaluate cybersecurity solutions under targeted and mission-relevant conditions. PNNL works closely with voucher recipients to integrate their technologies into the hydropower environment and co-develop customized scenarios, which may incorporate both newly developed tactics and selected elements from existing threat libraries. Advanced tools, including AI-assisted methods, may be used to efficiently generate and refine threat behaviors. A typical voucher may support development of up to approximately five unique custom test cases, which can be incorporated into broader scenarios and executed through full system deployments. Due to the tailored nature of this work, the time is balanced between customized scenario development and test execution. Therefore, fewer total test executions are typically performed compared to standardized testing. Deliverables may include documented custom test plans, executed scenarios, detailed datasets (e.g., packet captures and logs), and analysis of system behavior and vulnerabilities, supporting in-depth evaluation of cybersecurity performance and resilience. | PNNL brings deep expertise in cyber-physical system modeling, ICS/SCADA security, and advanced threat emulation through operation of the CELR capability. The team has developed realistic, end-to-end models of critical infrastructure environments and has extensive experience designing and executing cyberattack scenarios. Core competencies include customization of test environments, development of tailored adversary tactics, and integration of user-provided technologies into complex cyber-physical systems. PNNL also leverages advanced tools, including generative AI and adversary emulation platforms, to rapidly develop and execute customized threat scenarios. This capability builds on extensive experience supporting federal and industry partners in cybersecurity testing and the development and testing of tools for red team automation, analytics, and system recovery. | SwRI has supported RCFA work for decades. In the last five years, a partial list of projects includes: • fluid dynamics analysis of a submersible pump failure; • material examination, fluid, structural, and modal analysis of failed steam turbine blades; • operational data review and metallurgical examination of multiple failed gas turbine blades; • operational review and rotordynamics analysis of a refrigerant compressor train; • fluid dynamics and thermal analysis of gas turbine blade tip failure; • transient fluid dynamics and modal analysis of header vessel excitation; and • structural analysis of a mixer door assembly failure. Additionally, numerous field site visits were conducted at natural gas compressor stations, refineries, and chemical plants for pulsation, vibration, displacement, strain, and sound level measurement and reporting. The multi-disciplinary team, vast experience, and the large inventory of existing field equipment position us well to support any hydropower RCFA investigation. | Physical Testing | Electrical and Electronic | Artifical Intelligence (AI) Cybersecurity Grid Integration (Hardware-in-the-loop) | PNNL has successfully applied the CELR platform to customized cybersecurity testing and research efforts, including development of tailored red team scenarios and generation of datasets for tool validation. Recent work includes supporting evaluation of advanced cyber defense tools and generating protocol behavior datasets for platforms such as CISA’s ACID. The capability has also been used in research exploring AI-assisted red teaming for critical infrastructure. These efforts demonstrate the platform’s flexibility and effectiveness in supporting customized, mission-specific cybersecurity testing. | 12 | To support customized cybersecurity testing, PNNL requires detailed information on the technology to be evaluated, including software/hardware specifications, architecture, intended deployment environment, and specific cybersecurity objectives. Developers should define target threat scenarios, system vulnerabilities of interest, and desired outcomes (e.g., detection, response, resilience). Information on system interfaces, communication protocols, and dependencies is needed to enable accurate integration into the CELR platform. Collaboration with the recipient is essential to co-develop custom test cases, refine assumptions, and validate scenario design. Additional inputs such as prior test results or threat models can help improve relevance and effectiveness of the customized evaluation.
PNNL Physical Science Laboratory (PSL) | Richland | WA | 99354 | https://www.pnnl.gov/ | Pacific Northwest National Laboratory | National Lab | HyTN-67: Materials Joining and Structural Performance Evaluation Laboratory | This capability provides hydropower technology developers with integrated design, testing, characterization, and modeling support to evaluate materials joining technologies and the performance of jointed, repaired, and retrofitted structures. The laboratory enables assessment of a range of joining methods—including friction stir welding, ultrasonic welding, laser joining, adhesive bonding, and mechanical fastening—along with complementary surface modification techniques (e.g., plasma, laser, chemical, and hybrid treatments) to enhance joint performance. Developers can evaluate how specific material combinations and joining approaches influence structural integrity, durability, and failure behavior. The capability supports multi-scale characterization of surfaces and interfaces (e.g., chemical composition, roughness, surface energy, and microstructure) and mechanical performance testing, including fatigue, impact, lap shear, cross-tension, fracture, and accelerated environmental exposure. Advanced modeling—spanning finite element analysis, micro-scale simulations, and machine learning–based surrogate models—provides insight into performance drivers and optimization opportunities. Within a typical voucher scope, testing and comparison of approximately 2–3 material systems or joining methods can be supported, depending on complexity. Deliverables may include joint performance data, surface and interface characterization results, failure and degradation analyses, modeling outputs, comparative evaluations, and recommendations for improved joint design and processing. | PNNL’s laboratory brings extensive expertise in materials joining, surface engineering, and structural performance evaluation across polymers, composites, metals, and multi-material systems. The team has participated in multiple DOE-funded programs and has demonstrated capabilities in joining process development, performance enhancement, and failure analysis. Core competencies include multi-scale experimental characterization of surfaces and interfaces, mechanical testing of jointed structures, and advanced modeling of joint behavior. The team integrates experimental methods with computational modeling and machine learning to identify degradation mechanisms, improve performance, and guide the design and optimization of joining technologies. This multidisciplinary approach enables comprehensive evaluation and advancement of joining solutions for hydropower and related applications. | SwRI has a strong history of conducting projects directly relevant to the proposed work, with significant experience in CFD studies and performance optimization for turbomachinery applications. Two recent, publicly available examples are that of DOE project DE-EE0009815 and work undertaken with Sage Geosystems. SwRI is currently involved in DOE project DE-EE0009815 focused on the optimization of a multi-phase CO₂ turbine. This effort involves in-depth analyses of steady-state performance characteristics and transient rotor-stator interactions under multiphase flow conditions. Two publicly available publications for this effort will be presented at ASME TurboExpo 2026 as GT2026-178229 and GT2026-178873. In addition, a CFD study for design of a turbine intended for geothermal energy applications for Sage Geosystems was successfully completed. This study included exploration of iterative design optimization using coupled 3D design and CFD simulations. The results of this project were presented at the 5th European sCO₂ Conference for Energy Systems as 2023-sCO2.eu-145. | Physical Testing Computer Modeling & Simulation | Mechanical, Material, and Structural Testing | Artifical Intelligence (AI) Advanced Manufacturing Finite Element Analysis/Modeling (FEA/FEM) Material Characterization Repair Methods | This capability has been developed through multiple DOE-funded programs focused on advanced materials and joining technologies, including the Joint Core Program (JCP) and the Lightweight Materials Consortium (LightMAT). These efforts have addressed multi-material joining challenges through surface modification, joining process development, and performance evaluation supported by predictive modeling. More recently, PNNL has collaborated with industry partners, including GE, on applications such as polymer-based enhancements for hydropower turbine components to improve operational flexibility. This body of work demonstrates the applicability of the capability to real-world hydropower systems and advanced structural applications. | 12 | To support evaluation of materials joining approaches, PNNL requires information on the materials/ joining methods of interest, including material type, material composition, dimensions, geometries, surface condition, and intended service conditions (e.g., loading, environment, temperature). Specifications for candidate joining or surface treatment methods, as well as performance objectives (e.g., strength, fatigue life, impact performance, corrosion resistance). If available, prior test data or baseline performance metrics are helpful for comparison. Clear definition of target applications (e.g., turbine components, structural repairs) is important to guide test design. Facility-specific requirements may include providing representative materials/ samples, design details, and necessary safety or handling information.
PNNL Systems Engineering Facility (SEF) | Richland | WA | 99354 | https://www.pnnl.gov/systems-engineering | Pacific Northwest National Laboratory | National Lab | HyTN-68: Lifecycle and Techno-economic Analysis Platform for Hydropower Technology Readiness | This capability provides hydropower technology developers with tailored, data-driven analysis to advance the technology readiness of mechanical and electrical components. The platform evaluates system performance across the full lifecycle—from material sourcing and manufacturing through operation and end-of-life pathways—enabling a comprehensive assessment of cost, performance, and supply chain considerations. PNNL develops customized decision-support tools to assess critical material dependencies, supply chain risks, Build America Buy America (BABA) compliance considerations, techno-economic performance, workforce impacts, and end-of-life strategies such as remanufacturing or recycling. The capability is adaptable to a wide range of hydropower technologies, including generators, power electronics, structural components, and repair processes. Within a typical voucher, analysis is focused on a single technology, component, or process. PNNL works closely with developers to collect and structure technical, operational, and manufacturing data, even when inputs are incomplete or evolving. Deliverables may include lifecycle modeling results, techno-economic analysis (TEA) quantifying cost and performance tradeoffs, supply chain mapping and critical materials assessments, and evaluation of end-of-life pathways. In some cases, the effort may also produce a configurable digital tool tailored to the developer’s technology to support ongoing design iteration, scenario analysis, and future decision-making. | PNNL has extensive experience developing customized analytical frameworks across a wide range of mechanical and electrical technologies. The team has applied these methods in sectors including energy systems, grid infrastructure, battery storage, HVAC, lighting, water treatment, and advanced manufacturing. Core competencies include lifecycle modeling, lifecycle inventory development, critical materials analysis, techno-economic analysis, and supply chain mapping. The team also specializes in evaluating BABA requirements, end-of-life pathways, and multi-criteria decision frameworks. PNNL excels at working with incomplete or evolving datasets, helping technology developers structure and refine inputs to support meaningful analysis. This collaborative and iterative approach ensures that outputs are tailored to the specific needs of hydropower innovators and support informed decision-making. | SwRI Materials Engineering department has performed material testing and characterization for a broad range of government entities and industries for more than 50 years. Unique experimental testing to evaluate environment assisted cracking is well established and examples have been published as provided in the selected examples attachment. SwRI also performs extensive FEA and fracture control analyses for various government and industry customers. We develop fracture control software NASGRO to perform fitness-for-service calculations and have extensive experience utilizing it to predict life of structure and components. | Computer Modeling & Simulation | Techno-Economic Analysis | Advanced Manufacturing Material Characterization Techno-Economic Analysis - Individual Technologies Techno-Economic Analysis - Site Design and Assessment Other | PNNL has developed and applied these analytical frameworks across a wide range of industries, including lighting, consumer electronics, energy systems, HVAC, and advanced manufacturing. This work has contributed to industry standards, such as development of product category rules for lighting, and has supported evaluation of critical materials, supply chain risks, and lifecycle performance for numerous technologies. The team has collaborated with industry partners in areas such as automotive remanufacturing, battery systems, and infrastructure technologies. These proven methods are now being applied to hydropower systems to support technology development, strengthen domestic manufacturing, and improve system reliability and performance. | 12 | To support lifecycle, TEA, and supply chain analysis, PNNL requires detailed information on the technology or component under evaluation, including bill of materials (BOM), material composition, manufacturing processes, and intended application. Developers may optionally provide cost data (or ranges), performance targets, and any known supply chain or sourcing information. Inputs related to operational use, lifetime expectations, and end-of-life pathways (e.g., recycling or remanufacturing) are also important. Where data gaps exist, PNNL can work with the developer to estimate or refine inputs.
PNNL Systems Engineering Facility (SEF) | Richland | WA | 99354 | https://www.pnnl.gov/ | Pacific Northwest National Laboratory | National Lab | HyTN-69: Hydropower–Battery Hybrid Optimization and Testing Platform | This capability provides hydropower technology developers with a modeling and analysis platform to evaluate the performance and feasibility of integrating battery energy storage systems with hydropower assets. The platform enables developers to test hybrid system concepts, control strategies, and component designs within a simulated environment that captures coordinated hydro–battery operations. Developers can assess how their technology influences system performance across multiple value streams, including energy market participation, ancillary services, and operational flexibility. The platform supports scenario-based analysis tailored to the developer’s technology, allowing comparison of baseline hydropower operation versus hybrid hydro–battery configurations under varying market and operating conditions. Expected deliverables include scenario comparisons (baseline versus hybrid), time-series dispatch results for coordinated hydro and battery operation, and a techno-economic assessment (TEA). The TEA quantifies value streams by use case, estimates net benefits using cost assumptions, evaluates hydropower operational impacts such as wear and fatigue, and recommends battery sizing ranges and operating strategies. The analysis also defines feasibility criteria and go/no-go conditions to support informed development and investment decisions. | PNNL has developed this hydropower–battery hybrid optimization capability through extensive collaboration with hydropower owner-operators across the United States. The team has applied the framework to diverse systems, enabling refinement of methodologies to address site-specific challenges and regional market conditions. Core competencies include multi-objective optimization, techno-economic analysis, and modeling of coupled hydropower and battery energy storage operations. The team has experience evaluating multiple value streams, including market participation, asset lifecycle impacts, and environmental considerations. Over several years of project execution, PNNL has built a multidisciplinary team with expertise spanning hydropower operations, energy storage integration, and advanced optimization techniques. This experience enables efficient customization of the platform to meet the unique needs of individual facilities and stakeholders. | SAFL is a public hydraulic research laboratory where hydraulic experiments and research are the primary activities of the facility. Working with industry and the private sector on the design and execution of hydraulic research and RD&D are common activities for our personnel. Researchers at SAFL recently completed a 3-year project evaluating a sand bypass technology for a sand-bed river at hydropower facilities. SAFL’s Main Channel and large scale R&D facilities were critical in the success of this project. We have also been recipients of DOE WPTO funding, either as direct recipients or through subawards and are familiar with the technical, administrative, and project management expectations of this federal agency. | Computer Modeling & Simulation | Techno-Economic Analysis | Advanced Operational Modeling Generator Performance Techno-Economic Analysis - Individual Technologies Techno-Economic Analysis - Site Design and Assessment | This optimization platform has been developed and applied through multiple projects with hydropower owner-operators, including Ameren, Grant County PUD, Energy Northwest, and Eugene Water and Electric Board. These collaborations have informed the development of a robust and flexible framework capable of addressing a wide range of hydropower and energy storage integration challenges. Over time, the capability has evolved to incorporate multiple value streams and operational considerations, reflecting real-world use cases and stakeholder needs. The resulting platform provides a validated approach for assessing the benefits of hydropower–battery hybridization and supports decision-making for system modernization and optimization. | 12 | To support hybrid hydro–battery optimization, PNNL requires system-level and historical operational data from the target hydropower facility, including generation/water flow profiles, forebay/tailwater elevation constraints, dispatch practices, and relevant market participation details. Developers must also provide technical specifications for the battery or control technology under evaluation, such as capacity, efficiency, cost assumptions, and operating constraints. Information on intended use cases (e.g., energy arbitrage, ancillary services) is important to define analysis scenarios. Where available, historical data and site-specific constraints improve model accuracy. Collaboration with the developer may be needed to refine inputs, align assumptions, and interpret results for techno-economic and operational assessments.
Polaris EcoSystems | Austin | TX | 78753 | https://polariseco.com/ | Polaris EcoSystems | Private Lab | HyTN-70: AI-Driven Hydropower Site and Technology Assessment Using Computer Vision and Data Analytics | This capability provides techno-economic site assessment for hydropower facilities, integrating AI-based infrastructure condition analysis with feasibility modeling to support technology deployment decisions. Using our Lumigrid computer vision platform, we process drone and satellite imagery through deep learning models to detect, classify, and quantify conditions at dams, spillways, penstocks, and intake structures, then translate that condition data into actionable site feasibility and deployment readiness analysis. The assessment covers concrete degradation, corrosion, coating integrity, surface erosion, and thermal anomalies. This data directly informs economic and technical decisions: whether a site is suitable for a given technology, what baseline conditions exist before intervention, what intervention costs and risks are indicated by site conditions, and what measurable improvements result after deployment. Deliverables include: Site condition baseline with georeferenced defect maps and severity classifications Quantitative condition metrics (defect density, affected area, progression rates) Thermal analysis identifying anomalous signatures indicative of leaks or subsurface defects Site feasibility assessment: deployment readiness scoring, cost-risk factors from condition data, and recommended intervention scope for the recipient's technology Pre/post intervention comparative analysis to quantify technology performance gains Underlying datasets formatted for HyTN website upload This capability supports developers of advanced materials, repair methods, coatings, monitoring systems, and other hydropower innovations by providing the techno-economic site assessment needed to advance technologies through TRL 3-7 and build the case for commercial adoption. | Polaris EcoSystems specializes in AI-driven infrastructure analytics and energy site assessment recognized by Google, NVIDIA, and Scaleway. Our approach combines computer vision, remote sensing, and geospatial analysis to produce quantitative condition data from field imagery. Our Lumigrid platform automates defect detection and classification using deep learning object detection models trained on infrastructure datasets, with direct applicability to hydropower civil works. The analytical team includes an NVIDIA Inception Program member leading AI development, an ISO 14001 Lead Auditor with experience in environmental compliance at energy facilities, and staff with advanced degrees (MBA) who have taught energy systems and data analytics at universities including NYU, LSU, and Virginia Tech. Our approach emphasizes reproducible, data-driven outputs: georeferenced condition maps, quantitative severity metrics, and structured datasets that meet the HyTN data sharing requirements for public upload. All analysis follows documented methodologies with confidence scoring and validation steps. | SAFL is a public hydraulic research laboratory where hydraulic experiments and research are the primary activities of the facility. Working with industry and the private sector on the design and execution of hydraulic research and RD&D are common activities for our personnel. We have also been recipients of DOE WPTO funding, either as direct recipients or through subawards and are familiar with the technical, administrative, and project management expectations of this federal agency. | Physical Testing Computer Modeling & Simulation | Techno-Economic Analysis | Artifical Intelligence (AI) Advanced Manufacturing Advanced Operational Modeling Cybersecurity Environmental Monitoring Geotechnical Applications Grid Integration and Interconnection Analysis Grid Integration (Hardware-in-the-loop) Loading Testing Repair Methods Sensors and Controls Structural Integrity and Dam Safety Surface Resistance Techno-Economic Analysis - Individual Technologies Techno-Economic Analysis - Site Design and Assessment Turbine Performance | Polaris EcoSystems has completed infrastructure condition assessments for utility-scale energy facilities including projects for Duke Energy, Amazon, and Goldman Sachs portfolio companies, applying computer vision and remote sensing to detect and quantify structural and performance defects. Our Lumigrid platform was developed for automated analysis of energy infrastructure imagery and has been deployed for asset inspection across commercial energy portfolios. The underlying deep learning methods (object detection for crack and corrosion identification, thermal image analysis, multispectral processing) are the same approaches increasingly applied to hydropower infrastructure assessment, including dam and penstock inspection. We have also conducted site assessments and feasibility studies for tribal and rural energy projects funded by DOE and BIA, working at community scales directly relevant to the small and mid-scale hydropower facilities that HyTN technology developers target. | 9 | N/A
Polaris EcoSystems | Austin | TX | 78753 | https://polariseco.com/ | Polaris EcoSystems | Private Lab | HyTN-71: Hydropower Techno-Economic Feasibility Analysis, Energy Production Simulation, and Financial Modeling | This capability provides comprehensive techno-economic analysis for hydropower technologies, including energy production simulation, financial feasibility modeling, and operational optimization. We help technology developers quantify the economic value of their innovations by modeling performance under realistic operating conditions and market scenarios. Using industry-standard tools (HOMER Pro, NREL SAM) combined with custom Python-based analytical models, we simulate hydropower system performance across a range of configurations: run-of-river, non-powered dam retrofits, pumped storage, conduit hydropower, and hybrid systems integrating hydropower with oil & gas, geothermal, solar, wind, or storage. Analysis outputs translate technical performance into economic metrics that developers and their investors need. Deliverables include: Energy production simulation modeling annual and seasonal generation profiles under varying hydrological conditions Levelized cost of energy (LCOE) calculations benchmarked against DOE targets and comparable technologies Financial feasibility models including capital costs, O&M projections, revenue scenarios under different tariff and market structures, and sensitivity analysis Operational optimization analysis identifying dispatch strategies, capacity factors, and integration opportunities Technology comparison studies benchmarking the recipient's innovation against baseline or competing approaches Formatted datasets and model documentation for HyTN website upload This capability supports technology developers at TRL 3-7 who need to demonstrate economic viability alongside technical performance, build the business case for their innovations, and provide potential adopters with credible financial projections. Analysis is tailored to the specific technology, scale, and target market of each voucher recipient. | Polaris EcoSystems brings expertise in energy systems analysis, financial modeling, and data-driven decision support for renewable energy technologies. Our analytical team uses HOMER Pro, NREL SAM, and custom Python modeling tools to simulate energy system performance and economics across technology types and scales. We have particular depth in community-scale and tribal energy systems, where project economics must account for unique rate structures, load profiles, and financing mechanisms. Our CEO has taught energy economics and technology assessment courses at six universities, developed original curricula for energy systems analysis, and served on the DOE PV RESOLVE Advisory Committee. The team has completed feasibility studies and techno-economic assessments for energy projects ranging from small community installations to utility-scale facilities. | SAFL is a public hydraulic research laboratory where hydraulic experiments and research are the primary activities of the facility. Working with industry and the private sector on the design and execution of hydraulic research and RD&D are common activities for our personnel. The Lab recently completed a round of testing of a novel turbine for a hydropower technology developer. Testing was able to develop a power curve for the device and aided the developer in preparing for their first in field deployment. We have also been recipients of DOE funding, either as direct recipients or through subawards and are familiar with the technical, administrative, and project management expectations of this federal agency. | Physical Testing Computer Modeling & Simulation | Mechanical, Material, and Structural Testing | Artifical Intelligence (AI) Cybersecurity Geotechnical Applications Grid Integration and Interconnection Analysis Grid Integration (Hardware-in-the-loop) Repair Methods Structural Integrity and Dam Safety Techno-Economic Analysis - Site Design and Assessment Techno-Economic Analysis - Individual Technologies Advanced Operational Modeling Environmental Monitoring | Polaris EcoSystems has completed techno-economic feasibility studies and energy production modeling for energy projects across multiple scales and technology types. Projects include feasibility analysis for energy developments funded by DOE and BIA, site assessment and financial modeling for utility-scale solar facilities, and economic analysis for community-scale renewable energy systems. Our team has produced energy production simulations, LCOE analyses, and financial models used to secure project financing and inform technology adoption decisions. We have direct experience translating complex technical performance data into economic projections accessible to non-technical stakeholders, which is directly relevant to helping HyTN technology developers communicate the value of their innovations to potential adopters. Polaris has managed DOE-funded technical assistance engagements on the ENERGYWERX platform through Eighth Generation Consulting on a previous Interconnection call. | 8 | N/A
QuesTek Innovations LLC | Evanston | IL | 60201 | www.questek.com | QuesTek Innovations LLC | Private Lab | HyTN-72: Modeling, Simulation, and Lab evaluation of materials for Hydropower applications | QuesTek has developed physics-based predictive modeling and simulation capabilities for fatigue and corrosion of metals, which are two key properties for alloys used in hydropower applications. QuesTek uses a crystal plasticity finite element method with 3D microstructure and defect models and proprietary constitutive models to accurately predict both high and low cycle fatigue performance of materials based on microstructure, defects (e.g., pores, inclusions, surface roughness), and operating conditions (e.g., loading, temperature, environment, etc.). This modeling approach enables prediction of S-N curves as well as optimization of materials and processing to improve fatigue performance. Additionally, QuesTek uses Calculation of Phase Diagrams (CALPHAD) combined with Phase Field modeling to predict the effect of material composition (including process effects) on corrosion to enable corrosion resistant material selection as well as simulation of pit evolution in corrosive environments. Combining these two modeling tools, QuesTek can couple the effects of corrosion and fatigue to predict the effect of pitting on S-N curves in engineering alloys with modeling and simulation, significantly reducing the need for time consuming, costly experiments, and enabling alloy and process optimization to improve performance. Specifically tailored characterization or evaluation of materials is supported by QuesTek’s in-house laboratory (noted in the Capability Equipment section) to inform starting conditions and validate material behavior. QuesTek will work with recipients to: complete milestones, including specific test plan and timeline development for this voucher, and provide a midpoint and final review to the Recipient including review slides and relevant data. | QuesTek Innovations LLC is both a pioneer and leader in the field of Integrated Computational Materials Engineering (ICME). We empower innovators by resolving materials challenges. QuesTek utilizes our ICMD® materials design and engineering software platform to serve clients through engagements structured as a sequence of deliverables, based on client needs. Typically starting with an analysis of materials challenges, analysis, and data, simulations of material behavior further advance the solution. | SwRI has supported design, mechanical prove-out testing, and performance testing on multiple commercial and novel machines. Several recent projects can be found in the public domain: reference DOE program award numbers DE-EE0007114 and DE-EE0007109 for examples of compressor and turbine testing of supercritical CO2 power generation machinery; reference the 3 MW geothermal developed in partnership with Sage Geosystems for an example of turbine design, build, and testing capabilities; and reference DOE program award number DE-AR0001018 for an example of air-based turbomachinery testing within a pumped thermal energy storage system demonstration. For additional context on our capabilities, reference paper number GT2026-177548 presented at the ASME TurboExpo 2026 discussing flow stability and compressor health as well as paper number GT2020-15945 presented at ASME TurboExpo 2020 discussing the commissioning efforts on the SunShot turbine. | Physical Testing Computer Modeling & Simulation | Mechanical, Material, and Structural Testing | Advanced Manufacturing Material Characterization Other | QuesTek has recently completed the Navy Phase I Base of an engagement to develop a breakthrough digital toolkit that predicts the life of components affected by corrosion, pitting, and fatigue. The program, now in the Phase I Option period (as of 4/22/26), underscores both the critical importance of addressing corrosion fatigue in naval aerospace systems and QuesTek's long-standing leadership in solving complex materials challenges with physics-based design approaches. Corrosion fatigue is a universal issue across aerospace, automotive, energy, and heavy industrial sectors. This follows the ICMD® materials design and engineering platform expansion announced on March 10th, 2025 regarding the new Fatigue Toolkit for Microstructure-Sensitive Fatigue Life Prediction. ICMD®'s Fatigue Toolkit combines physics-based simulations with microstructure and defect digital twins to enable improved safety, reduced cost, and data-driven decisions. QuesTek has also successfully delivered on a previous Energywerx voucher opportunity as a Provider of Integrated Computational Materials Engineering (ICME) services. | 8 | Inputs required may include but are not limited to: metal alloy compositions being investigated, material processing pedigree, thermal history, intended application and operating conditions, property targets, and expected results.
Research and Education Campus, Idaho National Laboratory | Idaho Falls | ID | 83415 | https://inl.gov/resilience/cybershield/ | Idaho National Laboratory | National Lab | HyTN-73: HydroSHIELD Hydropower Assessment | The primary objective of the HydroSHIELD assessment is to identify, evaluate, and mitigate cybersecurity risks associated with the operational technology (OT) and information technology (IT) systems. The assessment will provide actionable recommendations to enhance the plant's cyber resilience and ensure compliance with relevant industry standards and regulations. | HydroSHIELD advances hydropower technologies by hardening the digital foundations that modern hydro plants increasingly depend on, where “operational systems are increasingly interconnected with digital technologies” and exposed to cyber risk. By combining INL’s Malcolm platform for passive IT/OT network visibility, ICS‑protocol analytics, and anomaly detection with a CSAS‑based, standards‑aligned risk assessment, HydroSHIELD identifies vulnerabilities in SCADA, control systems, and supporting infrastructure that could impact reliability, safety, and future modernization efforts. The resulting insights directly inform technology upgrade paths, secure integration of new digital controls, and more resilient architectures. Voucher recipients receive a comprehensive assessment report, executive summary, Malcolm deployment findings, control‑mapping outputs, and tailored mitigation and modernization recommendations that collectively improve the cyber‑readiness and long‑term viability of hydropower technologies. | The lab has been used for many projects for both external and internal users looking to study the performance of various technologies for deployment in remote power systems. The PSI Lab tested a Grid Bridging System (GBS) designed to provide spinning reserve and grid forming services to help efficiently integrate wind into a hybrid wind-diesel microgrid. During testing, ACEP identified critical deficiencies in hardware and software. ACEP, AVEC, and the vendor worked closely together to identify, implement, and validate solutions. These efforts included live software debugging, reprogramming, and testing, and on-site fabrication of new components. Hatch tested a flywheel energy storage system (FESS) and control system in the PSI Lab. The FESS coordinated the flywheel and diesel power outputs in response to programmed load variations. Hatch also developed control algorithms to maximize diesel fuel savings. Hatch deployed a similar system at the Raglan Mine in Canada. | Physical Testing | Techno-Economic Analysis | Cybersecurity Sensors and Controls | HydroSHIELD is a specialized cybersecurity assessment initiative aimed at evaluating and strengthening the cyber resilience of critical infrastructure systems. This proposal outlines the scope, methodology, objectives, and deliverables for conducting a cybersecurity assessment at [Hydro Plant Name]. Hydroelectric plants are integral to the nation's energy infrastructure, and their operational systems are increasingly interconnected with digital technologies. This interconnectedness introduces potential vulnerabilities that could be exploited by cyber threats, posing risks to operational continuity, safety, and national security. | 3 | The recipient should provide network diagrams, asset inventories, SCADA/OT architecture details, cybersecurity policies, incident response documentation, access requirements, monitoring points for Malcolm deployment, system owner contacts, historical cybersecurity information, and all site‑access or safety prerequisites.
Rotating Machinery Development – Digital Twin | San Antonio | TX | 78238 | https://www.swri.org/markets/energy-environment/machinery | Southwest Research Institute Machinery Department | Private Lab | HyTN-74: Hydropower Digital Twin Creation and Analysis | SwRI’s advanced modeling framework enables the creation of detailed digital twin models tailored to hydropower technologies, whether based on real-world systems or conceptual designs. These system models utilize physics-based simulations grounded in data, including historical performance, sensor measurements, or other data provided by the Voucher Recipient to ensure model accuracy. The model simulates the system performance to evaluate dynamic responses to real-world conditions, including load fluctuations, operational anomalies, and extreme environmental scenarios. The models developed by SwRI employ detailed component models to calculate thermodynamic behavior and estimate the overall system response for relevant stakeholder use cases. By working as an independent third-party evaluator, SwRI can provide actionable feedback to utilities, machinery OEMs, or technology providers in hydropower systems. As part of the project, SwRI will create a model of one system for the Voucher Recipient, perform a transient analysis for up to 5 additional points, and assess the risk associated with operating at those points. At project completion, Voucher Recipients will receive a final report detailing model benchmarks, transient simulations, validation results, and reliability and risk assessments. Additionally, SwRI can provide access to the model. This capability will ultimately accelerate the readiness of hydropower technologies by reducing investment risks, extending asset lifecycle performance, and enhancing confidence in deployment readiness. | SwRI’s Machinery Department has over 50 years of expertise in modeling, testing, and optimizing rotating machinery and advanced power systems for energy applications. With a proven track record of delivering innovative solutions, SwRI has developed core competency in systems modeling. Key capabilities include evaluating the performance of heat engines, heat pumps, hydropower systems, photovoltaics, wind turbines, energy storage technologies, and hybrid energy solutions. Past analyses have included detailed assessments of developing energy storage systems including pressure-based and thermal energy storage. These analytics are supported by validated baselines, including U.S. Department of Energy (DOE) standards. SwRI has led diverse case studies including deployment of technologies into new geographic regions, feasibility assessments for new applications, and technology scale-up assessments. SwRI’s systems modeling approach integrates technical, economic, and environmental considerations, providing clients with actionable insights, reliable solutions, and a roadmap for the successful deployment of cutting-edge hydropower and energy technologies. | NLR recently developed a data acquisition plan for the testing phase of a Gravity Power hydropower pilot system. The plan included instrumentation and data acquisition plans for monitoring performance, system control, and health monitoring. In 2021, NLR created a customized data acquisition system for C-Power's SeaRAY autonomous offshore power system. The fortified MODAQ included a supervisory control and data acquisition system. It collects field data, sends that information to the cloud, and connects to the web to provide C-Power with live updates on the device’s performance and the ability to control it from anywhere in the world. NLR has worked with the University of Hawaii on a custom MODAQ system to help refine their wave energy prototype, the Hawai'i Wave Surge Energy Converter. Their MODAQ supported three types of deployment: lab bench, wave tank, and open-ocean field testing, as well as safe and reliable operations in wet, harsh conditions. | Computer Modeling & Simulation | Hydraulic | Hydraulics Modeling Techno-Economic Analysis - Individual Technologies Techno-Economic Analysis - Site Design and Assessment Turbine Performance | SwRI has extensive experience in conducting advanced hydropower and pumped hydro technology assessments and evaluations. Past efforts explored novel architectures to optimize system performance, including evaluation of design-point, transient, and off-design operating condition. SwRI has also assessed the feasibility and viability of innovative concepts, using its physics-based modeling frameworks to perform detailed simulations and identify potential technical, operational, and economic risks. Projects have included modeling cryogenic storage systems (GT2023-103079), air-based energy storage (GT2023-103072), and thermal storage projects (GT2022-83424, GT2023-104232). SwRI has deployed its expertise to examine new applications for existing technologies, such as adapting systems for unconventional environments or alternative energy scenarios. As an independent third-party evaluator, SwRI has assessed emerging hydropower technologies, focusing on performance benchmarking, cost-effectiveness, and operational reliability for utilities and original equipment manufacturers (OEMs). These efforts showcase SwRI’s commitment to advancing hydropower technologies through cutting-edge modeling, analysis, and validation of systems designed to meet client-specific requirements. | 8 | Prior to project-specific discussions, an NDA shall be executed between SwRI and the Voucher Recipient. Prior to beginning the system modelling, the Voucher Recipient will need to provide details on the technology, location, system architecture, requested trade studies, and cost estimation data. The Voucher Recipient will also need to provide Process Flow Diagrams, Piping & Instrumentation Diagrams, and Heat & Mass Balances to accurately model the technology at the design point. If measuring against real-world performance, SwRI will require operational data at key state points in the model including temperatures, pressures, and flow rates.
Rotating Machinery Development - FEA and Rotordynamic Analysis | San Antonio | TX | 78238 | https://www.swri.org/markets/energy-environment/machinery | Southwest Research Institute Machinery Department | Private Lab | HyTN-75: FEA Turbine Mechanical Design Study | Higher loading and flow requirements, wider operating ranges, and faster ramp times pose mechanical and integrity risk to hydropower turbines. SwRI’s mechanical design studies address these challenges by simulating the expected forces on critical geometry, including the turbine, volute, casing, or water supply network, to calculate expected stress, strain, and vibration profiles. Mechanical design studies could include one or multiple of the following: finite element analysis (FEA), modal analysis of the turbine blades or impeller, and lateral and torsional rotordynamic simulation of the turbine shaft assembly. Notably, this offering can be applied to pumps as well. FEA simulations can be used to identify at-risk areas within the turbine and pressure casing and inform modifications to reduce likelihood of crack formation and failure, effectively increasing the expected lifespan of the hardware. Key considerations within the study may include design-point, off-design, and/or max-load conditions. The modal analysis can be used to identify natural frequencies and mode shapes for a perfectly tuned impeller; the analysis could include simulation of up to 2 mistuning scenarios (e.g., due to fouling or partial blade failure). The rotordynamics scope can analyze the shaft design including stiffness and damping at the bearings and seals to predict the critical speeds and assess the risk of unbalance and instabilities. Voucher recipients will receive a comprehensive report detailing the simulation inputs and key design metrics; mesh sensitivity; stress, deformation, and modal visualizations from FEA; rotordynamic mode shapes and results (if included); and design optimization recommendations tailored to their hydropower turbine. | The Machinery Department at SwRI has decades of experience in designing, building, and testing turbomachinery for applications spanning many energy sectors, supported by a strong foundation of multiple PhDs specializing in machine design. We have decades of experience working alongside OEMs and technology developers to perform thermal-mechanical design studies on rotors, stators, housings, and pressure containment. Prior efforts include aero-mechanical design of impellers and blades, fluid-structure interaction (FSI) on impellers, rotordynamic design of fully packaged compressor and turbine systems, thermal management through shaft seals and bearings, thermal mechanical design of turbomachinery casing, and root cause failure analysis (RCFA). In addition to our computational expertise, we have vast experience in experimental studies of turbomachinery, enabling robust validation and demonstration of FEA results with real-world performance data, ensuring reliable and actionable insights for turbine design and optimization. | Mechanical, Material, and Structural Testing | Computer Modeling & Simulation | Mechanical, Material, and Structural Testing | Finite Element Analysis/Modeling (FEA/FEM) Turbine Performance | SwRI has a strong history of conducting projects directly relevant to the proposed work, with significant experience in FEA studies, rotordynamics, and performance optimization for turbomachinery applications. The complete experience and projects list is extensive, but three examples are provided here for context. Reference the ASME TurboExpo 2020 conference paper GT2020-15945; here, the Turbine Design section includes a high-level description of the thermal-mechanical design work and rotordynamics study for this first-of-a-kind turbine, and the performance testing sections demonstrate the successful commissioning and operation of this turbine design. A second reference project is documented in ASME TurboExpo 2022 conference paper GT2022-83284; here, extensive thermal-mechanical design work was completed to integrate a high-pressure, high-temperature turbine casing into an integrally geared package. Reference the ASME TurboExpo 2024 conference paper GT2024-129353 for a summary of a high-temperature, high-pressure seal test rig design that was conceptualized, built, and tested by SwRI. | 6 | Prior to project-specific discussions, an NDA shall be executed between SwRI and the Voucher Recipient. To begin the analysis effort, the Voucher Recipient should provide the geometry to be analyzed (3D CAD model), the material specifications, the expected load conditions to be analyzed, specifications for any mistuning conditions to be evaluated (fouling, partial failure, etc.), and specifics on bearings, seals, and shaft geometry for the rotordynamics evaluation.
Rotating Machinery Development - PyZ Techno-Economic Analysis | San Antonio | TX | 78238 | https://www.swri.org/markets/energy-environment/machinery | Southwest Research Institute Machinery Department | Private Lab | HyTN-76: Hydropower Roadmapping, Energy Analysis, and Techno-Economic Evaluation | Programs will leverage SwRI’s advanced grid and micro-grid modeling expertise, supported by the SwRI-internal PyZ toolkit, to perform a comprehensive assessment of hydropower system performance and economics, helping advance readiness for future hydropower technologies. Custom simulations will be conducted to analyze system responses and optimize grid integration by capturing key parameters such as capacity factor, system efficiency, and economic performance under variable load conditions (e.g., customer demand, flash flood management, and operational fluxes). These analysis outputs include the calculation of levelized cost of energy (LCOE), project cost breakdowns, net savings predictions, and detailed payback periods across the project life cycle. The simulation process can further explore state-of-the-art system design spaces through modeling and optimization of hybrid configurations, including partnerships between hydropower and energy storage or integrations with renewable energy technologies. SwRI’s analysis will incorporate assessments of seasonal performance variations, grid reliability enhancements, and advanced dispatch strategies that support energy balancing under dynamic conditions. These capabilities are crucial for utility providers, policy-makers, and project developers seeking cost-effective ways to meet local energy requirements or develop roadmaps for future implementation of hydropower technologies. At project close-out, Voucher Recipients will receive a comprehensive technical and economic report summarizing the economic sensitivity analyses, configuration trade studies to maximize grid responsiveness, and feasibility assessments of novel hydropower technologies tailored to client objectives. SwRI’s robust capability advances the readiness of hydropower technologies for efficient grid modeling, economic savings validation, and future-proof solutions to modern energy challenges. | SwRI’s Machinery Department has over 50 years of expertise in modeling, testing, and optimizing rotating machinery and advanced power systems for energy applications. With a proven track record of delivering innovative solutions, SwRI has developed core competency in techno-economic analysis and systems modeling. Key capabilities include evaluating the performance of hydropower systems, energy storage technologies, geothermal, photovoltaics, wind turbines, and hybrid energy solutions. These analytics are supported by validated baselines, including U.S. Department of Energy (DOE) standards. SwRI has led diverse case studies, such as predicting microgrid performance on SwRI’s San Antonio campus, isolated community energy assessments, and advanced electricity grid modeling. SwRI’s systems modeling approach integrates technical, economic, and environmental considerations, providing clients with actionable insights, reliable solutions, and a roadmap for the successful deployment of cutting-edge hydropower and renewable technologies. | Techno-Economic Analysis | Computer Modeling & Simulation | Techno-Economic Analysis | Techno-Economic Analysis - Site Design and Assessment Techno-Economic Analysis - Individual Technologies | SwRI has conducted numerous projects that align with the proposed scope of work. Key efforts include: • SwRI Microgrid Analysis (GT2024-129215): Conducted comprehensive performance and economic studies of SwRI's own campus microgrid to evaluate configurations of solar PV, wind, energy storage, and conventional assets. Results indicated up to 60% decarbonization potential without increasing costs. • Cost Sensitivity Analysis (GT2025-153973): Performed detailed cost sensitivity analyses to understand the techno-economic variability and impacts of energy storage and renewable technologies on electricity costs and grid reliability. • ERCOT Grid Modeling (GT2024-124292): Explored renewable capacity limitations and the impact of variable renewable energy (VRE) systems and energy storage integration on a large, regional-scale grid. • Small and Isolated Systems (ES2025-155242): Conducted detailed studies assessing renewables and energy storage integration for energy systems in island communities and remote locations. These efforts demonstrate SwRI’s successful experience in energy technology modeling and economic assessments. | 6 | Prior to project-specific discussions, an NDA shall be executed between SwRI and the voucher recipient. Prior to beginning the system and technoeconomic analysis, the voucher recipient will need to provide details on the location, technology performance, system architecture, requested trade studies, and cost estimation data.
Rotating Machinery Development - RCFA | San Antonio | TX | 78238 | https://www.swri.org/markets/energy-environment/machinery | Southwest Research Institute Machinery Department | Private Lab | HyTN-77: Root Cause Failure Analysis (RCFA) Study | The Root Cause Failure Analysis (RCFA) capability focuses on diagnosis and mitigative recommendations for failures or ongoing issues involving hydraulics and structures at the hydropower plant. Hydraulic and structural phenomenon can often be coupled and include (but are not limited to) blade damage or failure from hydraulic forces, water hammer events during valve operation, and modal excitation of piping or other components due to hydraulic forces. Structural centered phenomenon could include rotordynamic related issues, including vibration amplitudes exceeding allowable limits or excessive vibration/displacement of piping due to improper supports. The RCFA process begins with a cold eyes review of operating data, data sheets, and all components relevant to the failure or issue at hand. Field site visits can accompany the RCFA process for purposes including component examination or measurements including vibration amplitude, strain amplitude, or other physical attributes. Failed components undergo metallurgical examination at the provider facility to understand initiation and gain insight on mode of failure. Further evaluation at the provider facility may include modal testing and other tests. Based on initial findings, analyses pursued may include structural finite element analysis (FEA), computational fluid dynamics (CFD), rotordynamic analysis, or system dynamic modeling. Models used during analyses may be 3D scanned as-is parts or recreated based on technical drawings. Voucher Recipients will receive a formal final technical report which details the problem, identifies causal factors supported by aids including fishbone diagrams, summarizes results from all examinations and analyses, and provides recommendations to the end user for mitigative actions. | SwRI has decades of experience in root cause failure analysis for a wide range of machine types and components in the power generation, oil and gas, and industrial sectors. Rotating machines that have been the subject of failure investigations including turbines, pumps, compressors, gearboxes, and stationary components including process piping and vessels; processes have been a range of liquid and gaseous working fluids. RCFA work is readily done for end-users with limited documentation or models of existing equipment, and field site studies are completed with a range of available instrumentation owned by SwRI. SwRI specializes in RCFA with our multidisciplinary expertise that allow for metallurgical, fluid, structural, and rotordynamic evaluation all within the same organization. SwRI personnel conducting RCFA also leverage experience designing, building, and operating test facilities and pilot plants on campus for which root cause analysis and mitigation is commonly implemented. | Mechanical, Material, and Structural Testing | Physical Testing Computer Modeling & Simulation | Mechanical, Material, and Structural Testing | Computational Fluid Dynamics (CFD) Finite Element Analysis/Modeling (FEA/FEM) Hydraulics Modeling Loading Testing Material Characterization Turbine Performance | SwRI has supported RCFA work for decades. In the last five years, a partial list of projects includes: • fluid dynamics analysis of a submersible pump failure; • material examination, fluid, structural, and modal analysis of failed steam turbine blades; • operational data review and metallurgical examination of multiple failed gas turbine blades; • operational review and rotordynamics analysis of a refrigerant compressor train; • fluid dynamics and thermal analysis of gas turbine blade tip failure; • transient fluid dynamics and modal analysis of header vessel excitation; and • structural analysis of a mixer door assembly failure. Additionally, numerous field site visits were conducted at natural gas compressor stations, refineries, and chemical plants for pulsation, vibration, displacement, strain, and sound level measurement and reporting. The multi-disciplinary team, vast experience, and the large inventory of existing field equipment position us well to support any hydropower RCFA investigation. | 6 | Prior to project-specific discussions, an NDA shall be executed between SwRI and the Voucher Recipient. To determine matching, a succinct description of the failure including the component and its operational history is useful. For project commencement, typical information needs for RCFA include operational data, data sheets for machinery and components, drawings and any solid models of relevant machinery and components to the failure, photos of locations of failure or component damage, maintenance records and assembly manuals, and the physical components experiencing failure.
Rotating Machinery Development - Turbine CFD | San Antonio | TX | 78238 | https://www.swri.org/markets/energy-environment/machinery | Southwest Research Institute Machinery Department | Private Lab | HyTN-78: CFD Turbine Performance Study | As performance demands for hydropower turbines grow, machines are increasingly pushed to their operational limits with higher loading and flow requirements to maximize power output. Our CFD analysis addresses these challenges by accurately simulating complex flow characteristics, such as velocity profiles, pressure distributions, and unsteady fluid interactions within the turbine. Key considerations include detailed modeling of flow profiles, off-design performance characteristics, cavitation phenomena, and other factors crucial to optimizing power generation efficiency and mechanical reliability across a large range of operating profiles. Voucher Recipients will receive comprehensive simulation data, including performance metrics, flow visualizations, and design optimization recommendations tailored to their hydropower turbine system. This will take the form of one of the following options selectable by a recipient and negotiated based on complexity of geometry: - Speedlines (up to 8 points) for two separate turbine designs for a single given speed utilizing steady Reynolds Averaged Navier Stokes (RANS) CFD simulations. - Two speedlines (each of up to 8 points) for a single turbine design each with utilizing RANS CFD simulations. - Two transient RANS CFD simulations of a single design at two operating conditions. This will be complemented by two steady simulations at these same operating conditions. - Alternate combinations of geometries and operating conditions can also be analyzed, at the same level of effort as other options. Deliverables will include technical reports detailing modeling methodologies, results interpretation, and strategic design suggestions. | SwRI’s Machinery Department possesses advanced expertise in turbomachinery fluid dynamics, supported by a strong foundation of multiple PhDs specializing in this field. We have a proven track record of conducting high-fidelity computational fluid dynamics (CFD) simulations for turbomachines, utilizing cutting-edge techniques to deliver accurate and detailed performance predictions. Our extensive experience spans a wide range of CFD studies, including steady-state and transient simulations, rotor-stator interactions, multiphase flows, and optimization tasks, ensuring a comprehensive understanding of turbine performance. In addition to our computational expertise, we have vast experience in experimental studies of turbomachinery, enabling robust validation and correlation of CFD results with real-world performance data, ensuring reliable and actionable insights for turbine design and optimization. | Hydraulic | Computer Modeling & Simulation | Hydraulic | Computational Fluid Dynamics (CFD) Turbine Performance | SwRI has a strong history of conducting projects directly relevant to the proposed work, with significant experience in CFD studies and performance optimization for turbomachinery applications. Two recent, publicly available examples are that of DOE project DE-EE0009815 and work undertaken with Sage Geosystems. SwRI is currently involved in DOE project DE-EE0009815 focused on the optimization of a multi-phase CO₂ turbine. This effort involves in-depth analyses of steady-state performance characteristics and transient rotor-stator interactions under multiphase flow conditions. Two publicly available publications for this effort will be presented at ASME TurboExpo 2026 as GT2026-178229 and GT2026-178873. In addition, a CFD study for design of a turbine intended for geothermal energy applications for Sage Geosystems was successfully completed. This study included exploration of iterative design optimization using coupled 3D design and CFD simulations. The results of this project were presented at the 5th European sCO₂ Conference for Energy Systems as 2023-sCO2.eu-145. | 8 | To begin this simulation work, SwRI will require turbine geometry, which includes rotor, stator, collector, upstream, and downstream geometries in a 3D CAD format, or an ANSYS TurboGrid ‘curve’ file. SwRI would also require the operating speed, flow rates, inlet total pressure, inlet total temperature, and expected performance of the turbines.
Southwest Research Institute | San Antonio | TX | 78238 | https://www.swri.org/ | Southwest Research Institute | Private Lab | HyTN-79: Life Extension and Integrity of Hydropower Components through Materials Testing and Characterization | This capability focuses performing material testing and characterization in relevant hydropower environments to inform fracture mechanics and fitness-for-service models to determine appropriate life extension including inspection intervals, operating conditions, and environments. In these aqueous environments, materials are susceptible to environment assisted cracking causing reduction in fatigue life and accelerating fatigue crack growth rates and sustained (subcritical) crack growth rates. The fracture toughness can also be significantly reduced. The properties are all compromised in aqueous environments, and not accounting for these changes in mechanical properties can be detrimental. Finite element analysis for further fracture mechanics analysis will be used to evaluate components and structures operating for hydropower to understand inspection intervals, minimum detectable flaw sizes, allowable flaw sizes, and appropriate operating conditions. For aging equipment and infrastructure, these calculations can also be used to understand risk associated with life extension. | SwRI’s Solid and Fracture Mechanics Laboratory is a world-class materials testing laboratory specializing in characterizing the mechanical behavior of materials. The Solid and Fracture Mechanics Laboratory is equipped with 40 servohydraulic test frames and specializes in highly specialized testing, specifically designed to quantify mechanical behavior under a variety of loading and environmental conditions including fracture toughness, fatigue, and fatigue crack growth. Environmental chambers allow for testing at cryogenic temperatures to temperatures exceeding 2000°C and in various solutions including simulated sour service and seawater with cathodic protection. The Metallurgical Analysis Laboratory houses multiple light and scanning electron microscopes (SEMs), including a Field Emission SEM with sub-nanometer resolution. All SEMs are coupled with energy dispersive X-ray spectrometer (EDS) units for real-time elemental analysis of samples. Other materials characterization equipment includes X-ray Diffraction (XRD) units, Raman and Fourier Transform Infrared (FTIR) spectrometers, various material hardness testers, and extensive sample preparation equipment. | Mechanical, Material, and Structural Testing | Physical Testing Computer Modeling & Simulation | Mechanical, Material, and Structural Testing | Finite Element Analysis/Modeling (FEA/FEM) Material Characterization Structural Integrity and Dam Safety Other | SwRI Materials Engineering department has performed material testing and characterization for a broad range of government entities and industries for more than 50 years. Unique experimental testing to evaluate environment assisted cracking is well established and examples have been published as provided in the selected examples attachment. SwRI also performs extensive FEA and fracture control analyses for various government and industry customers. We develop fracture control software NASGRO to perform fitness-for-service calculations and have extensive experience utilizing it to predict life of structure and components. | 6 | N/A
St Anthony Falls Laboratory, University of Minnesota | Minneapolis | MN | 55414 | https://cse.umn.edu/safl | Regents of the University of Minnesota/ University of Minnesota | Academic Lab (e.g., College or University) | HyTN-80: Evaluation of advanced dredging innovations for reservoir sediment management at hydropower dams. | The St. Anthony Falls Laboratory welcomes innovators that are seeking to advance, test or optimize technologies for advanced dredging approaches, including hydrosuction approaches, at hydropower dams. For many hydropower systems, sediment management is a continual concern with potential negative impact to equipment and reservoir storage capacities. Ecological impacts to the downstream river may also be associated with variable and unpredictable release of sediment during dredging. This Capability provides large-scale, lab-based hydraulic and sediment experiments and performance testing that support the optimization of novel dredging and sediment conveyance systems. Testing is open to nozzle design and configuration as well as design and optimization of conveyance of sediment-water mixtures through pipes. SAFL can accommodate testing of various grainsize materials including clay, silts, sand and gravels. The testing focuses on optimizing operating conditions to remove sediments from a reservoir for a range of clay and fine sand mixtures and transport the material over large distances using the available head (hydrosuction) or with the addition of pumps. The systems will be tested in our Main Channel with its sediment recirculation system. There we can measure the sediment concentrations and power consumption. Higher concentration of sand in the system, sediment mass flux, and lower power consumption will contribute to a multi-dimensional metric quantifying the performance of the systems. | SAFL has a long history of research and innovation within hydraulics and sediment transport, with many specialized facilities to support large scale research activities. Prior work includes research and development on a novel direct suction device for sediment bypass of hydropower infrastructure. A key strength at SAFL is the staff engineering team. This team has deep expertise in hydraulics, fluid dynamics, sediment transport, experimental design, geomorphology, and ecohydraulics. Technical capabilities such as experimental design, fabrication, and data acquisition will be utilized to finalize a research plan that meets the specific objectives of the project. SAFL has performed research under DOE contracts and is experienced with the administrative and reporting requirements of this federal sponsor. | Hydraulic | Physical Testing | Hydraulic | Hydraulics Modeling Sediment Passage | SAFL is a public hydraulic research laboratory where hydraulic experiments and research are the primary activities of the facility. Working with industry and the private sector on the design and execution of hydraulic research and RD&D are common activities for our personnel. Researchers at SAFL recently completed a 3-year project evaluating a sand bypass technology for a sand-bed river at hydropower facilities. SAFL’s Main Channel and large scale R&D facilities were critical in the success of this project. We have also been recipients of DOE WPTO funding, either as direct recipients or through subawards and are familiar with the technical, administrative, and project management expectations of this federal agency. | 12 | The following is information SAFL would find helpful in the matching process: Overview of the technology along with schematic drawings, dimensions, and photographs/video. Description of the Recipient organization and biographical sketches or CVs for members of the project team that will interact with SAFL. Recipient’s stated objectives for the experiments Recipient’s assessment of TRL level and how the Capability described herein would advance their technology Description of any previous related research, modeling, experiments, or testing performed with the technology
St. Anthony Falls Laboratory | Minneapolis | MN | 55414 | https://cse.umn.edu/safl | Regents of the University of Minnesota/ University of Minnesota | Academic Lab (e.g., College or University) | HyTN-81: Hydraulic Research, Evaluation, and Testing of Hydropower Associated Infrastructure | This capability objective targets testing and advancing hydropower associated components that are seeking hydraulic research, evaluation and performance testing. This does not include the turbine itself but rather innovations regarding such associated infrastructure items as: intakes and conditioning structures, headraces, penstocks, tailraces, gates and other components associated with a hydropower installation. In general, this capability will involve designing full or reduced scale experiments/tests to examine performance under a range of carefully controlled and monitored hydraulic conditions (e.g. flow rates, flow velocities, extreme flows, long-duration testing, head conditions, etc). This objective primarily will involve utilizing the model floor and associated capabilities at the St. Anthony Falls Laboratory, University of Minnesota. This may include hydraulic research on non-site specific product development or site specific research. The experiments may be configured in several ways to suit the needs of the technology. Deliverables or results can vary greatly, but generally involves modifications or improvements to pre test designs which can happen very quickly with physical models and key personnel on site. These results vary but are usually documented with a report. | The core competencies involve our unique facilities paired with our personnel expertise in physical modeling and research. SAFL is a hydraulic research facility located in Minneapolis, MN. We operate as a research center involving university faculty and a large professional research staff. We work with industry partners and support all levels of design, fabrication, experimental design, data collection, analysis and reporting. This Capability focuses on utilizing the SAFL Model Floor. A core competency at SAFL is our staff engineering team. This 15-member team possesses deep expertise in physical experiments and testing and can help optimize and focus the experimental plan. | Hydraulic | Physical Testing | Hydraulic | Hydraulics Modeling Water Passage | SAFL is a public hydraulic research laboratory where hydraulic experiments and research are the primary activities of the facility. Working with industry and the private sector on the design and execution of hydraulic research and RD&D are common activities for our personnel. We have also been recipients of DOE WPTO funding, either as direct recipients or through subawards and are familiar with the technical, administrative, and project management expectations of this federal agency. | 12 | The following is information SAFL would find helpful in the matching process: Overview of the technology along with schematic drawings, dimensions, and photographs/video. Description of the Recipient organization and biographical sketches or CVs for members of the project team that will interact with SAFL. Recipient’s stated objectives for the experiments Recipient’s assessment of TRL level and how the Capability described herein would advance their technology Description of any previous related research, modeling, experiments, or testing performed with the technology
St. Anthony Falls Laboratory | Minneapolis | MN | 55414 | https://cse.umn.edu/safl | Regents of the University of Minnesota/ University of Minnesota | Academic Lab (e.g., College or University) | HyTN-82: Full Scale Hydraulic Testing and Evaluation of Microhydropower Technologies | St. Anthony Falls Laboratory (SAFL) is capable of full-scale testing for microhydropower (5 to 100kW) technologies aimed at non-powered dam retrofits. Our unique Turbine Laboratory Floor can provide gravity driven Mississippi River flows with a gross head of ~45 feet through our supply channel and ~20 feet of head through our volumetric flowrate tanks which may act as variable head reservoirs. Reduced heads for our supply channel/penstock systems are accommodated with throttling valves through our 20" penstock system. This provides a flexible environment for performance evaluation. The lab is equipped with the necessary instrumentation to allow for control and precise measurement of pressure and flow rate. This space can be used for long term testing to identify drift, component wear and rare-event behavior. This capability will advance the readiness of developing hydropower technologies by providing rigorous, real-world data on component performance, efficiency, and durability. | SAFL is a hydraulic research facility located in Minneapolis, MN. We operate as a research center involving university faculty and a large professional research staff. We work with industry partners and support all levels of design, fabrication, experimental design, data collection, analysis and reporting. SAFL recently completed testing of a cross flow turbine for a hydropower technology developer in our Turbine Laboratory Floor. Our team was able to provide an experimental setup to allow them to collect performance data prior to their first in field installment. The SAFL engineering staff are skilled in hydraulic testing and possess deep expertise in research and development and large experimental setups. The onsite machine shop allows for fabrication and modification of test setups. | Hydraulic | Physical Testing | Hydraulic | Hydraulics Modeling Turbine Performance | SAFL is a public hydraulic research laboratory where hydraulic experiments and research are the primary activities of the facility. Working with industry and the private sector on the design and execution of hydraulic research and RD&D are common activities for our personnel. The Lab recently completed a round of testing of a novel turbine for a hydropower technology developer. Testing was able to develop a power curve for the device and aided the developer in preparing for their first in field deployment. We have also been recipients of DOE funding, either as direct recipients or through subawards and are familiar with the technical, administrative, and project management expectations of this federal agency. | 12 | The following is information SAFL would find helpful in the matching process: Overview of the technology along with schematic drawings, dimensions, and photographs/video. Description of the Recipient organization and biographical sketches or CVs for members of the project team that will interact with SAFL. Recipient’s stated objectives for the experiments Recipient’s assessment of TRL level and how the Capability described herein would advance their technology Description of any previous related research, modeling, experiments, or testing performed with the technology
Turbomachinery Research Facility | San Antonio | TX | 78238 | https://www.swri.org/markets/energy-environment/machinery | Southwest Research Institute Machinery Department | Private Lab | HyTN-83: Hydropower Turbine Dry Mechanical Spin Test | The Turbomachinery Research Facility (TRF) at Southwest Research Institute (SwRI) provides dry mechanical spin test capabilities; this testing can be performed on a hydropower turbine package to prove out the mechanical design and performance of the impeller, shaft, seals, and bearings. The test can be used to measure vibration, thermal behavior, and dynamic stability of the system while rotating. A mechanical spin test is considered a key commissioning step in validating a turbine design and assembly prior to deployment for service. The results of these testing programs can be used by the technology developers and/or OEMs to improve the reliability and design of hydropower turbines, ultimately reducing technical and financial risk. Testing will include spinning the turbine shaft using a variable speed motor. High-speed vibration measurements along the turbine shaft and casing can be taken to map the mechanical natural frequencies and measure vibration amplitudes as a function of shaft speed. Performance of the auxiliary support systems can be validated, including any lubrication, cooling, and buffer seal systems. Each support system can be instrumented to measure static pressures, temperatures, and flowrates. Bearing housing temperatures can also be measured to monitor and validate machinery health performance. Voucher recipients will receive a formal test report including description of the setup, test matrix, instrumentation used (including uncertainty estimation), summary of test data, description of any problems or troubleshooting encountered, and strategic recommendations (if needed). Test data will be provided in tabular and plotted formats, and raw data can be provided upon request. | The SwRI Machinery Department has decades of experience in designing, building, and testing turbomachinery for applications spanning many energy sectors. SwRI maintains multiple turbomachinery test facilities with numerous existing test stands, used to demonstrate compressors, turbines, pumps, and sub-component performance. The existing facility includes a 3 MWe Variable Frequency Drive (VFD) and multiple electric motors (1800 rpm and 3600 rpm), which have been used to perform mechanical spin tests and flowing performance tests on numerous turbomachines. The engineering staff within the department are experienced in commissioning and operating OEM equipment along with novel and first-of-a-kind turbomachinery for research and development programs; our experience spans the required troubleshooting needed for traversing critical speeds, identifying and correcting bearing operational issues, and performing shaft balancing. Additionally, SwRI’s established safety and quality system ensures that valuable test data are captured, while minimizing the risk of safety incidents and equipment damage. | Mechanical, Material, and Structural Testing | Physical Testing | Mechanical, Material, and Structural Testing | Turbine Performance | SwRI has supported design, mechanical prove-out testing, and performance testing on multiple commercial and novel machines. Several recent projects can be found in the public domain: reference DOE program award numbers DE-EE0007114 and DE-EE0007109 for examples of compressor and turbine testing of supercritical CO2 power generation machinery; reference the 3 MW geothermal developed in partnership with Sage Geosystems for an example of turbine design, build, and testing capabilities; and reference DOE program award number DE-AR0001018 for an example of air-based turbomachinery testing within a pumped thermal energy storage system demonstration. For additional context on our capabilities, reference paper number GT2026-177548 presented at the ASME TurboExpo 2026 discussing flow stability and compressor health as well as paper number GT2020-15945 presented at ASME TurboExpo 2020 discussing the commissioning efforts on the SunShot turbine. | 10 | Prior to project-specific discussions, an NDA shall be executed between SwRI and the Voucher Recipient. To begin design work on the interfacing requirements, SwRI will require a general arrangement (GA) drawing for the hydropower turbine and description of all required interfaces, including but not limited to shaft connection detail, required shaft speed, direction of rotation, and torque/power requirement; lube oil connection locations and the viscosity, pressure, temperature, and flowrate requirements; and the buffer seal connection locations and pressure, temperature, and flowrate requirements.
UAF ACEP Power Systems Integration Laboratory | Fairbanks | AK | 99775 | https://www.uaf.edu/acep/facilities/power-systems-integration-laboratory.php | University of Alaska Fairbanks – Alaska Center for Energy and Power | Academic Lab (e.g., College or University) | HyTN-84: ACEP Power Systems Integration Laboratory – A Full-Scale Microgrid Hardware Test Facility | The Power Systems Integration Laboratory is capable of emulating an isolated hybrid-diesel grid at scales relevant to typical Arctic, Pacific, Australian, expeditionary or forward operating, industrial, other remote or rural power systems. Our program has experience operating and deploying technology onto permanently islanded microgrids, which pose unique challenges to integration, operation, and maintenance. Energy storage can leverage locally produced energy, increase energy resilience and reliability, and ensure that diesel engines are optimally loaded; however, technology solutions developed for other environments frequently do not perform as expected when deployed in hybrid microgrids or austere environments. The lab emulates an isolated hybrid-diesel grid at up to 500 kW of permanently installed capacity and potential capacity of several MW, transforming a potentially chaotic field testing environment into a continuously improving process for optimizing efficiencies. Specific tests will be selected according to recipient technology capabilities but typical tests performed by ACEP at the PSI Lab include dynamic response to load steps, dynamic response to setpoint changes, transitions between stand-alone and diesel parallel operation, unbalanced operation, and fault response. High speed oscillography data will be captured during these tests and delivered to voucher recipients. The objective of testing is to provide value-added feedback regarding the dynamic performance of the voucher recipient’s technology under typical islanded or isolated microgrid conditions, as well as Arctic or other harsh environmental conditions. As part of engaging with the PSI program, voucher recipients can also expect to receive design review on systems to be deployed in remote locations. | ACEP offers research and testing facilities and a range of energy systems modeling expertise, product testing, economic and technical feasibility assessments, data collection and analysis services and more. The PSI program and lab have excellent capabilities for research, testing, and education in the integration of new technologies as well as intermittent energy generation sources into existing diesel microgrids. The PSI Lab is designed to test the performance of systems and hardware that use variable generation on low inertia remote microgrids. We have partnered with government and defense agencies, various research entities and industry to provide a controlled environment for a broad range of product testing and development, capable of closely mimicking a real-world environment. The PSI team has expertise and provides consultation for deployment of equipment into remote and/ or islanded microgrids, conducting design reviews, data analysis, model development, hardware/software R&D, systems integration, in-system R&D and testing and professional training. | Techno-Economic Analysis | Physical Testing Computer Modeling & Simulation | Techno-Economic Analysis | Generator Performance Grid Integration and Interconnection Analysis Grid Integration (Hardware-in-the-loop) Techno-Economic Analysis - Individual Technologies Techno-Economic Analysis - Site Design and Assessment | The lab has been used for many projects for both external and internal users looking to study the performance of various technologies for deployment in remote power systems. The PSI Lab tested a Grid Bridging System (GBS) designed to provide spinning reserve and grid forming services to help efficiently integrate wind into a hybrid wind-diesel microgrid. During testing, ACEP identified critical deficiencies in hardware and software. ACEP, AVEC, and the vendor worked closely together to identify, implement, and validate solutions. These efforts included live software debugging, reprogramming, and testing, and on-site fabrication of new components. Hatch tested a flywheel energy storage system (FESS) and control system in the PSI Lab. The FESS coordinated the flywheel and diesel power outputs in response to programmed load variations. Hatch also developed control algorithms to maximize diesel fuel savings. Hatch deployed a similar system at the Raglan Mine in Canada. | 10 | N/A
Water Power Lab | Arvada | CO | 80007 | https://www.nlr.gov/water/facilities | National Laboratory of the Rockies | National Lab | HyTN-85: Monitoring, Data Acquisition, and Analytics Platform for Hydropower Performance Optimization, Structural Health Monitoring, and Environmental Impact Assessment | In hydropower development, monitoring and data acquisition (DAQ) are essential for transforming physical hydraulic and mechanical forces into digital insights used to optimize turbine efficiency, ensure structural safety, and mitigate environmental impacts. NLR supports the advancement of water power technologies by providing a comprehensive, standards-compliant, easily customizable, and seamlessly integrated instrumentation, measurement, data processing, and data storage solution. This data monitoring, acquisition, and storage system uses a flexible hardware and software framework to enable real-time visualization, automated quality control, and scalable data integration across multiple test sites and operational conditions. Additionally, the system supports advanced analytics and model validation efforts, improving design iteration speed and reducing technical and financial risk in hydropower deployment. | NLR has developed a field data system called the Modular Open Data Acquisition (MODAQ) system and has several other National Instruments and Campbell-Scientific-based data acquisition systems and data loggers that can be applied for hydropower. With a range of data acquisition expertise and systems, NLR provides solutions to support in-water technology RD&D of hydropower systems, resource characterization, environmental monitoring, and component testing. MODAQ is an open-source hardware and software data system that provides complete data solutions from field measurement to data product. This system can be used to deploy sensors in the field to gather critical technology performance and reliability data, perform continuous condition monitoring, document operation within acceptable parameters, and enable data-driven maintenance insights based on component health, risk of failure, and downtime coordination. Hydropower developers can work with NLR to design their own customized MODAQ and capture high-quality field data to help monitor and improve their technology designs. | Electrical and Electronic | Physical Testing Computer Modeling & Simulation | Electrical and Electronic | Sensors and Controls Environmental Monitoring Advanced Operational Modeling Turbine Performance Structural Integrity and Dam Safety Grid Integration and Interconnection Analysis Other Generator Performance | NLR recently developed a data acquisition plan for the testing phase of a Gravity Power hydropower pilot system. The plan included instrumentation and data acquisition plans for monitoring performance, system control, and health monitoring. In 2021, NLR created a customized data acquisition system for C-Power's SeaRAY autonomous offshore power system. The fortified MODAQ included a supervisory control and data acquisition system. It collects field data, sends that information to the cloud, and connects to the web to provide C-Power with live updates on the device’s performance and the ability to control it from anywhere in the world. NLR has worked with the University of Hawaii on a custom MODAQ system to help refine their wave energy prototype, the Hawai'i Wave Surge Energy Converter. Their MODAQ supported three types of deployment: lab bench, wave tank, and open-ocean field testing, as well as safe and reliable operations in wet, harsh conditions. | 12 | NLR will need the following information from the voucher recipient: 1) the technology of the voucher recipient, 2) mode of operation, 3) desired structural, environmental, efficiency or other performance parameters to be measured or evaluated, and 4) publications showing testing of their products.