## KS-LSLI Spreadsheet
WATER SYSTEM ID NUMBER | SYSTEM SPECIFIC ID | SERVICE ADDRESS | WATER MAIN MATERIAL | CONNECTOR OR GOOSENECK MATERIAL | WAS LEAD EVER UPSTREAM OF THIS SERVICE? | PWS-OWNED SERVICE LINE MATERIAL | WAS PWS-OWNED SERVICE LINE EVER LEAD? | PWS -OWNED SERVICE LINE SIZE | YEAR PWS-OWNED SERVICE LINE INSTALL DATE | PRIVATE SIDE SERVICE LINE MATERIAL | PRIVATE SIDE SERVICE LINE SIZE | PRIVATE SIDE SERVICE LINE INSTALL DATE | BUILDING TYPE | POINT-OF-ENTRY OR POINT-OF-USE TREATMENT PRESENT? | STRUCTURE - PRIMARY PLUMBING MATERIAL 1 | STRUCTURE SECONDARY PLUMBING MATERIAL 2 | YEAR (RANGE) STRUCTURE PLUMBING MATERIAL INSTALLED | THIS LOCATION WILL BE USED FOR LEAD AND COPPER SAMPLE SITE PLAN? | REPLACE GOOSENECK/PIGTAIL CONNECTOR | LSL CATEGORY IN INVENTORY | SAMPLE SITE SELECTION CRITERIA (SITE TIER) | Would this count as full LSLR if Lead is removed? | REQUIRES RESIDENT NOTIFICATION IF LSL DISTURBED | REQUIRES RISK MITIGATION (POU OR PITCHER FILTER) | SOURCE OF INFORMATION USED SERVICE LINE IDENTIFICATION
KS2004510 | 721020400 | 204 EAGLE LAKE DR | PVC | Copper | No | PEX | No | 1" | unknown | PEX | 1" | unknown | Single Family | Unknown | unknown | unknown | Between 1989 and 2014 | No | No | Non-Lead | Tier 5 | No | No | No | checked in meter pit
KS2004510 | 721021601 | 216 EAGLE LAKE DR | PVC | Copper | No | PEX | No | 3/4" | unknown | Copper | 3/4" | unknown | Single Family | Unknown | unknown | unknown | Between 1989 and 2014 | No | No | Non-Lead | Tier 5 | No | No | No | checked in meter pit
KS2004510 | 723050218 | 502 OAK LEAF CT | PVC | Copper | No | Copper | No | 3/4" | 2005 | Copper | 3/4" | 2005 | Multi-Family | Unknown | unknown | unknown | Between 1989 and 2014 | No | No | Non-Lead | Tier 5 | No | No | No | checked in meter pit
KS2004510 | 723050409 | 504 OAK LEAF CT | PVC | Copper | No | Copper | No | 3/4" | 2005 | Copper | 3/4" | 2005 | Multi-Family | Unknown | unknown | unknown | Between 1989 and 2014 | No | No | Non-Lead | Tier 5 | No | No | No | checked in meter pit
KS2004510 | 723050502 | 505 OAK LEAF CT | PVC | Copper | No | Copper | No | 3/4" | 2014 | Copper | 3/4" | 2014 | Multi-Family | Unknown | unknown | unknown | Between 1989 and 2014 | No | No | Non-Lead | Tier 5 | No | No | No | checked in meter pit
KS2004510 | 723050613 | 506 OAK LEAF CT | PVC | Copper | No | Copper | No | 3/4" | 2004 | Copper | 3/4" | 2004 | Multi-Family | Unknown | unknown | unknown | Between 1989 and 2014 | No | No | Non-Lead | Tier 5 | No | No | No | checked in meter pit
KS2004510 | 723050709 | 507 OAK LEAF CT | PVC | Copper | No | Copper | No | 3/4" | 2014 | Copper | 3/4" | 2014 | Multi-Family | Unknown | unknown | unknown | Between 1989 and 2014 | No | No | Non-Lead | Tier 5 | No | No | No | checked in meter pit
KS2004510 | 723050807 | 508 OAK LEAF CT | PVC | Copper | No | Copper | No | 3/4" | 2004 | Copper | 3/4" | 2004 | Multi-Family | Unknown | unknown | unknown | Between 1989 and 2014 | No | No | Non-Lead | Tier 5 | No | No | No | checked in meter pit
KS2004510 | 723050905 | 509 OAK LEAF CT | PVC | Copper | No | Copper | No | 3/4" | 2006 | Copper | 3/4" | 2006 | Multi-Family | Unknown | unknown | unknown | Between 1989 and 2014 | No | No | Non-Lead | Tier 5 | No | No | No | checked in meter pit
KS2004510 | 723051007 | 510 OAK LEAF CT | PVC | Copper | No | Copper | No | 3/4" | 2006 | Copper | 3/4" | 2006 | Multi-Family | Unknown | unknown | unknown | Between 1989 and 2014 | No | No | Non-Lead | Tier 5 | No | No | No | checked in meter pit
KS2004510 | 723051106 | 511 OAK LEAF CT | PVC | Copper | No | Copper | No | 3/4" | 2006 | Copper | 3/4" | 2006 | Multi-Family | Unknown | unknown | unknown | Between 1989 and 2014 | No | No | Non-Lead | Tier 5 | No | No | No | checked in meter pit
KS2004510 | 723051207 | 512 OAK LEAF CT | PVC | Copper | No | Copper | No | 3/4" | 2006 | Copper | 3/4" | 2006 | Multi-Family | Unknown | unknown | unknown | Between 1989 and 2014 | No | No | Non-Lead | Tier 5 | No | No | No | checked in meter pit
KS2004510 | 724120202 | 1202 PALMYRA CT | PVC | Copper | No | Copper | No | 3/4" | 2016 | Copper | 3/4" | 2016 | Single Family | Unknown | unknown | unknown | After 2014 | No | No | Non-Lead | Tier 5 | No | No | No | checked in meter pit
KS2004510 | 724120502 | 1205 PALMYRA CT | PVC | Copper | No | Copper | No | 3/4" | 2005 | Copper | 3/4" | 2005 | Single Family | Unknown | unknown | unknown | Between 1989 and 2014 | No | No | Non-Lead | Tier 5 | No | No | No | checked in meter pit
KS2004510 | 724120601 | 1206 PALMYRA CT | PVC | Copper | No | Copper | No | 3/4" | unknown | Copper | 3/4" | unknown | Single Family | Unknown | unknown | unknown | unknown | No | No | Non-Lead | Tier 5 | No | No | No | checked in meter pit
KS2004510 | 724120902 | 1209 PALMYRA CT | PVC | Copper | No | Copper | No | 3/4" | 2006 | Copper | 3/4" | 2006 | Single Family | Unknown | unknown | unknown | Between 1989 and 2014 | No | No | Non-Lead | Tier 5 | No | No | No | checked in meter pit
KS2004510 | 724121302 | 1213 PALMYRA CT | PVC | Copper | No | Copper | No | 3/4" | 2005 | Copper | 3/4" | 2005 | Single Family | Unknown | unknown | unknown | Between 1989 and 2014 | No | No | Non-Lead | Tier 5 | No | No | No | checked in meter pit
KS2004510 | 724121400 | 1214 PALMYRA CT | PVC | Copper | No | Copper | No | 3/4" | 2004 | Copper | 3/4" | 2004 | Single Family | Unknown | unknown | unknown | Between 1989 and 2014 | No | No | Non-Lead | Tier 5 | No | No | No | checked in meter pit
KS2004510 | 725120104 | 1201 LONG CREEK CT | PVC | Copper | No | PEX | No | 3/4" | 2007 | PEX | 3/4" | 2007 | Single Family | Unknown | unknown | unknown | Between 1989 and 2014 | No | No | Non-Lead | Tier 5 | No | No | No | checked in meter pit
KS2004510 | 725120502 | 1205 LONG CREEK CT | PVC | Copper | No | PEX | No | 3/4" | unknown | PEX | 3/4" | unknown | Single Family | Unknown | unknown | unknown | unknown | No | No | Non-Lead | Tier 5 | No | No | No | checked in meter pit
KS2004510 | 725120802 | 1208 LONG CREEK CT | PVC | Copper | No | PEX | No | 3/4" | 2006 | PEX | 3/4" | 2006 | Single Family | Unknown | unknown | unknown | Between 1989 and 2014 | No | No | Non-Lead | Tier 5 | No | No | No | checked in meter pit
KS2004510 | 725120901 | 1209 LONG CREEK CT | PVC | Copper | No | PEX | No | 3/4" | unknown | PEX | 3/4" | unknown | Single Family | Unknown | unknown | unknown | unknown | No | No | Non-Lead | Tier 5 | No | No | No | checked in meter pit
KS2004510 | 725121301 | 1213 LONG CREEK CT | PVC | Copper | No | PEX | No | 3/4" | unknown | PEX | 3/4" | unknown | Single Family | Unknown | unknown | unknown | unknown | No | No | Non-Lead | Tier 5 | No | No | No | checked in meter pit
KS2004510 | 725121400 | 1214 LONG CREEK CT | PVC | Copper | No | PEX | No | 3/4" | 2005 | PEX | 3/4" | 2005 | Single Family | Unknown | unknown | unknown | Between 1989 and 2014 | No | No | Non-Lead | Tier 5 | No | No | No | checked in meter pit
KS2004510 | 726080000 | 800 DEER RIDGE CT | PVC | Copper | No | Copper | No | 2" | 2005 | Copper | 1 1/2" | 2005 | Multi-Family | Unknown | unknown | unknown | Between 1989 and 2014 | No | No | Non-Lead | Tier 5 | No | No | No | checked in meter pit
KS2004510 | 726080200 | 802 DEER RIDGE CT | PVC | Copper | No | Copper | No | 2" | 2005 | Copper | 1 1/2" | 2005 | Multi-Family | Unknown | unknown | unknown | Between 1989 and 2014 | No | No | Non-Lead | Tier 5 | No | No | No | checked in meter pit
KS2004510 | 726080300 | 803 DEER RIDGE CT | PVC | Copper | No | Copper | No | 2" | 2005 | Copper | 1 1/2" | 2005 | Multi-Family | Unknown | unknown | unknown | Between 1989 and 2014 | No | No | Non-Lead | Tier 5 | No | No | No | checked in meter pit
KS2004510 | 726080400 | 804 DEER RIDGE CT | PVC | Copper | No | Copper | No | 2" | 2005 | Copper | 1 1/2" | 2005 | Multi-Family | Unknown | unknown | unknown | Between 1989 and 2014 | No | No | Non-Lead | Tier 5 | No | No | No | checked in meter pit
KS2004510 | 726080500 | 805 DEER RIDGE CT | PVC | Copper | No | Copper | No | 2" | 2005 | Copper | 1 1/2" | 2005 | Multi-Family | Unknown | unknown | unknown | Between 1989 and 2014 | No | No | Non-Lead | Tier 5 | No | No | No | checked in meter pit
KS2004510 | 726080600 | 806 DEER RIDGE CT | PVC | Copper | No | Copper | No | 2" | 2005 | Copper | 1 1/2" | 2005 | Multi-Family | Unknown | unknown | unknown | Between 1989 and 2014 | No | No | Non-Lead | Tier 5 | No | No | No | checked in meter pit
KS2004510 | 726080700 | 807 DEER RIDGE CT | PVC | Copper | No | Copper | No | 1" | 2005 | Copper | 1" | 2005 | Single Family | Unknown | unknown | unknown | Between 1989 and 2014 | No | No | Non-Lead | Tier 5 | No | No | No | checked in meter pit
KS2004510 | 726080800 | 808 DEER RIDGE CT | PVC | Copper | No | Copper | No | 2" | 2005 | Copper | 1 1/2" | 2005 | Multi-Family | Unknown | unknown | unknown | Between 1989 and 2014 | No | No | Non-Lead | Tier 5 | No | No | No | checked in meter pit
KS2004510 | 726080800 | 808 DEER RIDGE CT | PVC | Copper | No | Copper | No | 1" | 2005 | Copper | 1" | 2005 | Other | Unknown | unknown | unknown | Between 1989 and 2014 | No | No | Non-Lead | Tier 5 | No | No | No | checked in meter pit
KS2004510 | 726080908 | 809 DEER RIDGE CT | PVC | Copper | No | Copper | No | 3/4" | 2005 | Copper | 3/4" | 2005 | Single Family | Unknown | unknown | unknown | Between 1989 and 2014 | No | No | Non-Lead | Tier 5 | No | No | No | checked in meter pit
KS2004510 | 726081000 | 810 DEER RIDGE CT | PVC | Copper | No | Copper | No | 2" | 2005 | Copper | 1 1/2" | 2005 | Multi-Family | Unknown | unknown | unknown | Between 1989 and 2014 | No | No | Non-Lead | Tier 5 | No | No | No | checked in meter pit
KS2004510 | 726081107 | 811 DEER RIDGE CT | PVC | Copper | No | Copper | No | 3/4" | 2006 | Copper | 3/4" | 2006 | Single Family | Unknown | unknown | unknown | Between 1989 and 2014 | No | No | Non-Lead | Tier 5 | No | No | No | checked in meter pit
KS2004510 | 726081304 | 813 DEER RIDGE CT | PVC | Copper | No | Copper | No | 3/4" | 2004 | Copper | 3/4" | 2004 | Single Family | Unknown | unknown | unknown | Between 1989 and 2014 | No | No | Non-Lead | Tier 5 | No | No | No | checked in meter pit
KS2004510 | 726081510 | 815 DEER RIDGE CT | PVC | Copper | No | Copper | No | 3/4" | 2004 | Copper | 3/4" | 2004 | Single Family | Unknown | unknown | unknown | Between 1989 and 2014 | No | No | Non-Lead | Tier 5 | No | No | No | checked in meter pit
KS2004510 | 726081708 | 817 DEER RIDGE CT | PVC | Copper | No | Copper | No | 3/4" | 2004 | Copper | 3/4" | 2004 | Single Family | Unknown | unknown | unknown | Between 1989 and 2014 | No | No | Non-Lead | Tier 5 | No | No | No | checked in meter pit
KS2004510 | 726081902 | 819 DEER RIDGE CT | PVC | Copper | No | Copper | No | 3/4" | 2004 | Copper | 3/4" | 2004 | Single Family | Unknown | unknown | unknown | Between 1989 and 2014 | No | No | Non-Lead | Tier 5 | No | No | No | checked in meter pit
KS2004510 | 726090705 | 907 DEER RIDGE CT | PVC | Copper | No | Copper | No | 3/4" | 2004 | Copper | 3/4" | 2004 | Single Family | Unknown | unknown | unknown | Between 1989 and 2014 | No | No | Non-Lead | Tier 5 | No | No | No | checked in meter pit
KS2004510 | 726090906 | 909 DEER RIDGE CT | PVC | Copper | No | Copper | No | 3/4" | 2004 | Copper | 3/4" | 2004 | Single Family | Unknown | unknown | unknown | Between 1989 and 2014 | No | No | Non-Lead | Tier 5 | No | No | No | checked in meter pit
KS2004510 | 726091103 | 911 DEER RIDGE CT | PVC | Copper | No | Copper | No | 3/4" | 2005 | Copper | 3/4" | 2005 | Single Family | Unknown | unknown | unknown | Between 1989 and 2014 | No | No | Non-Lead | Tier 5 | No | No | No | checked in meter pit
KS2004510 | 726091204 | 912 DEER RIDGE CT | PVC | Copper | No | Copper | No | 3/4" | 2006 | Copper | 3/4" | 2006 | Single Family | Unknown | unknown | unknown | Between 1989 and 2014 | No | No | Non-Lead | Tier 5 | No | No | No | checked in meter pit
KS2004510 | 726091303 | 913 DEER RIDGE CT | PVC | Copper | No | Copper | No | 3/4" | 2005 | Copper | 3/4" | 2005 | Single Family | Unknown | unknown | unknown | Between 1989 and 2014 | No | No | Non-Lead | Tier 5 | No | No | No | checked in meter pit
KS2004510 | 726091406 | 914 DEER RIDGE CT | PVC | Copper | No | Copper | No | 3/4" | 2006 | Copper | 3/4" | 2006 | Single Family | Unknown | unknown | unknown | Between 1989 and 2014 | No | No | Non-Lead | Tier 5 | No | No | No | checked in meter pit
KS2004510 | 726091507 | 915 DEER RIDGE CT | PVC | Copper | No | Copper | No | 3/4" | 2008 | Copper | 3/4" | 2008 | Single Family | Unknown | unknown | unknown | Between 1989 and 2014 | No | No | Non-Lead | Tier 5 | No | No | No | checked in meter pit
KS2004510 | 726091605 | 916 DEER RIDGE CT | PVC | Copper | No | Copper | No | 3/4" | 2004 | Copper | 3/4" | 2004 | Single Family | Unknown | unknown | unknown | Between 1989 and 2014 | No | No | Non-Lead | Tier 5 | No | No | No | checked in meter pit
KS2004510 | 726091705 | 917 DEER RIDGE CT | PVC | Copper | No | Copper | No | 3/4" | 2008 | Copper | 3/4" | 2008 | Single Family | Unknown | unknown | unknown | Between 1989 and 2014 | No | No | Non-Lead | Tier 5 | No | No | No | checked in meter pit
KS2004510 | 726091802 | 918 DEER RIDGE CT | PVC | Copper | No | Copper | No | 3/4" | 2004 | Copper | 3/4" | 2004 | Single Family | Unknown | unknown | unknown | Between 1989 and 2014 | No | No | Non-Lead | Tier 5 | No | No | No | checked in meter pit
KS2004510 | 726091902 | 919 DEER RIDGE CT | PVC | Copper | No | Copper | No | 3/4" | 2004 | Copper | 3/4" | 2004 | Single Family | Unknown | unknown | unknown | Between 1989 and 2014 | No | No | Non-Lead | Tier 5 | No | No | No | checked in meter pit
KS2004510 | 726092005 | 920 DEER RIDGE CT | PVC | Copper | No | Copper | No | 3/4" | 2004 | Copper | 3/4" | 2004 | Single Family | Unknown | unknown | unknown | Between 1989 and 2014 | No | No | Non-Lead | Tier 5 | No | No | No | checked in meter pit
KS2004510 | 726092102 | 921 DEER RIDGE CT | PVC | Copper | No | Copper | No | 3/4" | 2004 | Copper | 3/4" | 2004 | Single Family | Unknown | unknown | unknown | Between 1989 and 2014 | No | No | Non-Lead | Tier 5 | No | No | No | checked in meter pit
KS2004510 | 726092205 | 922 DEER RIDGE CT | PVC | Copper | No | Copper | No | 3/4" | 2004 | Copper | 3/4" | 2004 | Single Family | Unknown | unknown | unknown | Between 1989 and 2014 | No | No | Non-Lead | Tier 5 | No | No | No | checked in meter pit
KS2004510 | 727110602 | 1106 SIGNAL LAKE CT | PVC | Copper | No | Copper | No | 3/4" | 2004 | Copper | 3/4" | 2004 | Single Family | Unknown | unknown | unknown | Between 1989 and 2014 | No | No | Non-Lead | Tier 5 | No | No | No | checked in meter pit
KS2004510 | 727110901 | 1109 SIGNAL LAKE CT | PVC | Copper | No | Copper | No | 3/4" | 2004 | Copper | 3/4" | 2004 | Single Family | Unknown | unknown | unknown | Between 1989 and 2014 | No | No | Non-Lead | Tier 5 | No | No | No | checked in meter pit
KS2004510 | 727111000 | 1110 SIGNAL LAKE CT | PVC | Copper | No | Copper | No | 3/4" | 2005 | Copper | 3/4" | 2005 | Single Family | Unknown | unknown | unknown | Between 1989 and 2014 | No | No | Non-Lead | Tier 5 | No | No | No | checked in meter pit
KS2004510 | 727111301 | 1113 SIGNAL LAKE CT | PVC | Copper | No | Copper | No | 3/4" | unknown | Copper | 3/4" | unknown | Single Family | Unknown | unknown | unknown | unknown | No | No | Non-Lead | Tier 5 | No | No | No | checked in meter pit
KS2004510 | 727111401 | 1114 SIGNAL LAKE CT | PVC | Copper | No | Copper | No | 3/4" | 2013 | Copper | 3/4" | 2013 | Single Family | Unknown | unknown | unknown | Between 1989 and 2014 | No | No | Non-Lead | Tier 5 | No | No | No | checked in meter pit
KS2004510 | 727120102 | 1201 SIGNAL LAKE CT | PVC | Copper | No | Copper | No | 3/4" | 2007 | Copper | 3/4" | 2007 | Single Family | Unknown | unknown | unknown | Between 1989 and 2014 | No | No | Non-Lead | Tier 5 | No | No | No | checked in meter pit
KS2004510 | 727120201 | 1202 SIGNAL LAKE CT | PVC | Copper | No | Copper | No | 3/4" | 2015 | Copper | 3/4" | 2015 | Single Family | Unknown | unknown | unknown | After 2014 | No | No | Non-Lead | Tier 5 | No | No | No | checked in meter pit
KS2004510 | 727120503 | 1205 SIGNAL LAKE CT | PVC | Copper | No | Copper | No | 3/4" | 2005 | Copper | 3/4" | 2005 | Single Family | Unknown | unknown | unknown | Between 1989 and 2014 | No | No | Non-Lead | Tier 5 | No | No | No | checked in meter pit
KS2004510 | 727120606 | 1206 SIGNAL LAKE CT | PVC | Copper | No | Copper | No | 3/4" | 2006 | Copper | 3/4" | 2006 | Single Family | Unknown | unknown | unknown | Between 1989 and 2014 | No | No | Non-Lead | Tier 5 | No | No | No | checked in meter pit
KS2004510 | 727120901 | 1209 SIGNAL LAKE CT | PVC | Copper | No | Copper | No | 3/4" | 2015 | Copper | 3/4" | 2015 | Single Family | Unknown | unknown | unknown | After 2014 | No | No | Non-Lead | Tier 5 | No | No | No | checked in meter pit
KS2004510 | 727121000 | 1210 SIGNAL LAKE CT | PVC | Copper | No | Copper | No | 3/4" | unknown | Copper | 3/4" | unknown | Single Family | Unknown | unknown | unknown | unknown | No | No | Non-Lead | Tier 5 | No | No | No | checked in meter pit
KS2004510 | 727121300 | 1213 SIGNAL LAKE CT | PVC | Copper | No | Copper | No | 3/4" | 2003 | Copper | 3/4" | 2003 | Single Family | Unknown | unknown | unknown | Between 1989 and 2014 | No | No | Non-Lead | Tier 5 | No | No | No | checked in meter pit
KS2004510 | 727121401 | 1214 SIGNAL LAKE CT | PVC | Copper | No | Copper | No | 3/4" | 2004 | Copper | 3/4" | 2004 | Single Family | Unknown | unknown | unknown | Between 1989 and 2014 | No | No | Non-Lead | Tier 5 | No | No | No | checked in meter pit
KS2004510 | 728031304 | 313 ELK RIDGE DR | PVC | Copper | No | Copper | No | 3/4" | unknown | Copper | 3/4" | unknown | Single Family | Unknown | unknown | unknown | unknown | No | No | Non-Lead | Tier 5 | No | No | No | checked in meter pit
KS2004510 | 728031504 | 315 ELK RIDGE DR | PVC | Copper | No | Copper | No | 3/4" | unknown | Copper | 3/4" | unknown | Single Family | Unknown | unknown | unknown | unknown | No | No | Non-Lead | Tier 5 | No | No | No | checked in meter pit
KS2004510 | 728031706 | 317 ELK RIDGE DR | PVC | Copper | No | Copper | No | 3/4" | 2003 | Copper | 3/4" | 2003 | Single Family | Unknown | unknown | unknown | Between 1989 and 2014 | No | No | Non-Lead | Tier 5 | No | No | No | checked in meter pit
KS2004510 | 728031906 | 319 ELK RIDGE DR | PVC | Copper | No | Copper | No | 3/4" | 2003 | Copper | 3/4" | 2003 | Single Family | Unknown | unknown | unknown | Between 1989 and 2014 | No | No | Non-Lead | Tier 5 | No | No | No | checked in meter pit
KS2004510 | 728032205 | 322 ELK RIDGE DR | PVC | Copper | No | Copper | No | 3/4" | 2005 | Copper | 3/4" | 2005 | Single Family | Unknown | unknown | unknown | Between 1989 and 2014 | No | No | Non-Lead | Tier 5 | No | No | No | checked in meter pit
KS2004510 | 728040106 | 401 ELK RIDGE DR | PVC | Copper | No | Copper | No | 3/4" | 2003 | Copper | 3/4" | 2003 | Single Family | Unknown | unknown | unknown | Between 1989 and 2014 | No | No | Non-Lead | Tier 5 | No | No | No | checked in meter pit
KS2004510 | 728040307 | 403 ELK RIDGE DR | PVC | Copper | No | Copper | No | 3/4" | 2003 | Copper | 3/4" | 2003 | Single Family | Unknown | unknown | unknown | Between 1989 and 2014 | No | No | Non-Lead | Tier 5 | No | No | No | checked in meter pit
KS2004510 | 728040504 | 405 ELK RIDGE DR | PVC | Copper | No | Copper | No | 3/4" | unknown | Copper | 3/4" | unknown | Single Family | Unknown | unknown | unknown | unknown | No | No | Non-Lead | Tier 5 | No | No | No | checked in meter pit
KS2004510 | 728040611 | 406 ELK RIDGE DR | PVC | Copper | No | Copper | No | 3/4" | 2004 | Copper | 3/4" | 2004 | Single Family | Unknown | unknown | unknown | Between 1989 and 2014 | No | No | Non-Lead | Tier 5 | No | No | No | checked in meter pit
KS2004510 | 728040703 | 407 ELK RIDGE DR | PVC | Copper | No | Copper | No | 3/4" | unknown | Copper | 3/4" | unknown | Single Family | Unknown | unknown | unknown | unknown | No | No | Non-Lead | Tier 5 | No | No | No | checked in meter pit
KS2004510 | 728040810 | 408 ELK RIDGE DR | PVC | Copper | No | Copper | No | 3/4" | 2004 | Copper | 3/4" | 2004 | Single Family | Unknown | unknown | unknown | Between 1989 and 2014 | No | No | Non-Lead | Tier 5 | No | No | No | checked in meter pit
KS2004510 | 728040901 | 409 ELK RIDGE DR | PVC | Copper | No | Copper | No | 3/4" | unknown | Copper | 3/4" | unknown | Single Family | Unknown | unknown | unknown | unknown | No | No | Non-Lead | Tier 5 | No | No | No | checked in meter pit
KS2004510 | 728041103 | 411 ELK RIDGE DR | PVC | Copper | No | Copper | No | 3/4" | unknown | Copper | 3/4" | unknown | Single Family | Unknown | unknown | unknown | unknown | No | No | Non-Lead | Tier 5 | No | No | No | checked in meter pit
KS2004510 | 729090003 | 900 EAGLE RIDGE DR | PVC | Copper | No | PEX | No | 3/4" | unknown | PEX | 3/4" | unknown | Single Family | Unknown | unknown | unknown | unknown | No | No | Non-Lead | Tier 5 | No | No | No | checked in meter pit
KS2004510 | 729090201 | 902 EAGLE RIDGE DR | PVC | Copper | No | PEX | No | 3/4" | unknown | PEX | 3/4" | unknown | Single Family | Unknown | unknown | unknown | unknown | No | No | Non-Lead | Tier 5 | No | No | No | checked in meter pit
KS2004510 | 729090404 | 904 EAGLE RIDGE DR | PVC | Copper | No | PEX | No | 3/4" | 2005 | PEX | 3/4" | 2005 | Single Family | Unknown | unknown | unknown | Between 1989 and 2014 | No | No | Non-Lead | Tier 5 | No | No | No | checked in meter pit
KS2004510 | 729090606 | 906 EAGLE RIDGE DR | PVC | Copper | No | PEX | No | 3/4" | 2005 | PEX | 3/4" | 2005 | Single Family | Unknown | unknown | unknown | Between 1989 and 2014 | No | No | Non-Lead | Tier 5 | No | No | No | checked in meter pit
KS2004510 | 729090704 | 907 EAGLE RIDGE DR | PVC | Copper | No | PEX | No | 3/4" | 2005 | PEX | 3/4" | 2005 | Single Family | Unknown | unknown | unknown | Between 1989 and 2014 | No | No | Non-Lead | Tier 5 | No | No | No | checked in meter pit
KS2004510 | 729090811 | 908 EAGLE RIDGE DR | PVC | Copper | No | PEX | No | 3/4" | 2008 | PEX | 3/4" | 2008 | Single Family | Unknown | unknown | unknown | Between 1989 and 2014 | No | No | Non-Lead | Tier 5 | No | No | No | checked in meter pit
KS2004510 | 729090906 | 909 EAGLE RIDGE DR | PVC | Copper | No | PEX | No | 3/4" | 2005 | PEX | 3/4" | 2005 | Single Family | Unknown | unknown | unknown | Between 1989 and 2014 | No | No | Non-Lead | Tier 5 | No | No | No | checked in meter pit
KS2004510 | 729091009 | 910 EAGLE RIDGE DR | PVC | Copper | No | PEX | No | 3/4" | 2008 | PEX | 3/4" | 2008 | Single Family | Unknown | unknown | unknown | Between 1989 and 2014 | No | No | Non-Lead | Tier 5 | No | No | No | checked in meter pit
KS2004510 | 729091206 | 912 EAGLE RIDGE DR | PVC | Copper | No | PEX | No | 3/4" | 2004 | PEX | 3/4" | 2004 | Single Family | Unknown | unknown | unknown | Between 1989 and 2014 | No | No | Non-Lead | Tier 5 | No | No | No | checked in meter pit
KS2004510 | 729091403 | 914 EAGLE RIDGE DR | PVC | Copper | No | PEX | No | 3/4" | 2004 | PEX | 3/4" | 2004 | Single Family | Unknown | unknown | unknown | Between 1989 and 2014 | No | No | Non-Lead | Tier 5 | No | No | No | checked in meter pit
KS2004510 | 729091610 | 916 EAGLE RIDGE DR | PVC | Copper | No | PEX | No | 3/4" | 2003 | PEX | 3/4" | 2003 | Single Family | Unknown | unknown | unknown | Between 1989 and 2014 | No | No | Non-Lead | Tier 5 | No | No | No | checked in meter pit
KS2004510 | 729091812 | 918 EAGLE RIDGE DR | PVC | Copper | No | PEX | No | 3/4" | 2003 | PEX | 3/4" | 2003 | Single Family | Unknown | unknown | unknown | Between 1989 and 2014 | No | No | Non-Lead | Tier 5 | No | No | No | checked in meter pit
KS2004510 | 729091904 | 919 EAGLE RIDGE DR | PVC | Copper | No | PEX | No | 3/4" | 2009 | PEX | 3/4" | 2009 | Single Family | Unknown | unknown | unknown | Between 1989 and 2014 | No | No | Non-Lead | Tier 5 | No | No | No | checked in meter pit
KS2004510 | 729092009 | 920 EAGLE RIDGE DR | PVC | Copper | No | PEX | No | 3/4" | 2003 | PEX | 3/4" | 2003 | Single Family | Unknown | unknown | unknown | Between 1989 and 2014 | No | No | Non-Lead | Tier 5 | No | No | No | checked in meter pit
KS2004510 | 729092104 | 921 EAGLE RIDGE DR | PVC | Copper | No | PEX | No | 3/4" | 2009 | PEX | 3/4" | 2009 | Single Family | Unknown | unknown | unknown | Between 1989 and 2014 | No | No | Non-Lead | Tier 5 | No | No | No | checked in meter pit
KS2004510 | 729092205 | 922 EAGLE RIDGE DR | PVC | Copper | No | PEX | No | 3/4" | 2003 | PEX | 3/4" | 2003 | Single Family | Unknown | unknown | unknown | Between 1989 and 2014 | No | No | Non-Lead | Tier 5 | No | No | No | checked in meter pit
KS2004510 | 729100206 | 1002 EAGLE RIDGE DR | PVC | Copper | No | PEX | No | 3/4" | 2007 | PEX | 3/4" | 2007 | Single Family | Unknown | unknown | unknown | Between 1989 and 2014 | No | No | Non-Lead | Tier 5 | No | No | No | checked in meter pit
KS2004510 | 729100410 | 1004 EAGLE RIDGE DR | PVC | Copper | No | PEX | No | 3/4" | 2007 | PEX | 3/4" | 2007 | Single Family | Unknown | unknown | unknown | Between 1989 and 2014 | No | No | Non-Lead | Tier 5 | No | No | No | checked in meter pit
KS2004510 | 729100610 | 1006 EAGLE RIDGE DR | PVC | Copper | No | PEX | No | 3/4" | 2007 | PEX | 3/4" | 2007 | Single Family | Unknown | unknown | unknown | Between 1989 and 2014 | No | No | Non-Lead | Tier 5 | No | No | No | checked in meter pit
KS2004510 | 729100805 | 1008 EAGLE RIDGE DR | PVC | Copper | No | PEX | No | 3/4" | 2007 | PEX | 3/4" | 2007 | Single Family | Unknown | unknown | unknown | Between 1989 and 2014 | No | No | Non-Lead | Tier 5 | No | No | No | checked in meter pit
KS2004510 | 780130602 | 1306 MAPLE LEAF CT | PVC | Copper | No | Copper | No | 3/4" | 2002 | Copper | 1" | 2002 | Single Family | Unknown | unknown | unknown | Between 1989 and 2014 | No | No | Non-Lead | Tier 5 | No | No | No | checked in meter pit
KS2004510 | 780131505 | 1315 MAPLE LEAF CT | PVC | Copper | No | Copper | No | 3/4" | 2002 | Copper | 1" | 2002 | Single Family | Unknown | unknown | unknown | Between 1989 and 2014 | No | No | Non-Lead | Tier 5 | No | No | No | checked in meter pit
KS2004510 | 780132000 | 1320 MAPLE LEAF CT | PVC | Copper | No | Copper | No | 3/4" | 1999 | Copper | 1" | 1999 | Single Family | Unknown | unknown | unknown | Between 1989 and 2014 | No | No | Non-Lead | Tier 5 | No | No | No | checked in meter pit
KS2004510 | 780141202 | 1412 MAPLE LEAF CT | PVC | Copper | No | Copper | No | 3/4" | 2002 | Copper | 1" | 2002 | Single Family | Unknown | unknown | unknown | Between 1989 and 2014 | No | No | Non-Lead | Tier 5 | No | No | No | checked in meter pit
KS2004510 | 780150402 | 1504 MAPLE LEAF CT | PVC | Copper | No | Copper | No | 3/4" | 2002 | Copper | 1" | 2002 | Single Family | Unknown | unknown | unknown | Between 1989 and 2014 | No | No | Non-Lead | Tier 5 | No | No | No | checked in meter pit
KS2004510 | 780151500 | 1515 MAPLE LEAF CT | PVC | Copper | No | Copper | No | 3/4" | 2002 | Copper | 1" | 2002 | Single Family | Unknown | unknown | unknown | Between 1989 and 2014 | No | No | Non-Lead | Tier 5 | No | No | No | checked in meter pit
KS2004510 | 780151800 | 1518 MAPLE LEAF CT | PVC | Copper | No | Copper | No | 3/4" | 2004 | Copper | 1" | 2004 | Single Family | Unknown | unknown | unknown | Between 1989 and 2014 | No | No | Non-Lead | Tier 5 | No | No | No | checked in meter pit
KS2004510 | 780160501 | 1605 MAPLE LEAF CT | PVC | Copper | No | Copper | No | 3/4" | 1999 | Copper | 1" | 1999 | Single Family | Unknown | unknown | unknown | Between 1989 and 2014 | No | No | Non-Lead | Tier 5 | No | No | No | checked in meter pit
KS2004510 | 780160802 | 1608 MAPLE LEAF CT | PVC | Copper | No | Copper | No | 3/4" | 2000 | Copper | 1" | 2000 | Single Family | Unknown | unknown | unknown | Between 1989 and 2014 | No | No | Non-Lead | Tier 5 | No | No | No | checked in meter pit
KS2004510 | 780161902 | 1619 MAPLE LEAF CT | PVC | Copper | No | Copper | No | 3/4" | 2002 | Copper | 1" | 2002 | Single Family | Unknown | unknown | unknown | Between 1989 and 2014 | No | No | Non-Lead | Tier 5 | No | No | No | checked in meter pit
KS2004510 | 780162200 | 1622 MAPLE LEAF CT | PVC | Copper | No | Copper | No | 3/4" | 2001 | Copper | 1" | 2001 | Single Family | Unknown | unknown | unknown | Between 1989 and 2014 | No | No | Non-Lead | Tier 5 | No | No | No | checked in meter pit
KS2004510 | 781011502 | 115 SIGNAL OAK CT | PVC | Copper | No | Copper | No | 3/4" | 2002 | Copper | 3/4" | 2002 | Single Family | Unknown | unknown | unknown | Between 1989 and 2014 | No | No | Non-Lead | Tier 5 | No | No | No | checked in meter pit
KS2004510 | 781013000 | 130 SIGNAL OAK CT | PVC | Copper | No | Copper | No | 3/4" | 2002 | Copper | 3/4" | 2002 | Single Family | Unknown | unknown | unknown | Between 1989 and 2014 | No | No | Non-Lead | Tier 5 | No | No | No | checked in meter pit
KS2004510 | 781020101 | 201 SIGNAL OAK CT | PVC | Copper | No | Copper | No | 3/4" | unknown | Copper | 3/4" | unknown | Single Family | Unknown | unknown | unknown | unknown | No | No | Non-Lead | Tier 5 | No | No | No | checked in meter pit
KS2004510 | 781021507 | 215 SIGNAL OAK CT | PVC | Copper | No | Copper | No | 3/4" | 2000 | Copper | 3/4" | 2000 | Single Family | Unknown | unknown | unknown | Between 1989 and 2014 | No | No | Non-Lead | Tier 5 | No | No | No | checked in meter pit
KS2004510 | 782151502 | 1515 N 1ST ST | PVC | Copper | No | Copper | No | 3/4" | unknown | Copper | 3/4" | unknown | Single Family | Unknown | unknown | unknown | unknown | No | No | Non-Lead | Tier 5 | No | No | No | checked in meter pit
KS2004510 | 782162102 | 1621 N 1ST ST | PVC | Copper | No | Copper | No | 3/4" | unknown | Copper | 3/4" | unknown | Single Family | Unknown | unknown | unknown | unknown | No | No | Non-Lead | Tier 5 | No | No | No | checked in meter pit
KS2004510 | 782162502 | 1625 N 1ST ST | PVC | Copper | No | Copper | No | 3/4" | unknown | PVC | 1" | unknown | Single Family | Unknown | unknown | unknown | unknown | No | No | Non-Lead | Tier 5 | No | No | No | checked in meter pit
KS2004510 | 787031002 | 310 STATE LAKE RD | PVC | Copper | No | Copper | No | 1" | unknown | Copper | 1" | unknown | Single Family | Unknown | unknown | unknown | unknown | No | No | Non-Lead | Tier 5 | No | No | No | checked in meter pit
KS2004510 | 798020401 | 204 SIGNAL RIDGE DR | PVC | Copper | No | PEX | No | 3/4" | 2007 | PEX | 3/4" | 2007 | Single Family | Unknown | unknown | unknown | Between 1989 and 2014 | No | No | Non-Lead | Tier 5 | No | No | No | checked in meter pit
KS2004510 | 798020901 | 209 SIGNAL RIDGE DR | PVC | Copper | No | PEX | No | 3/4" | 2004 | PEX | 3/4" | 2004 | Single Family | Unknown | unknown | unknown | Between 1989 and 2014 | No | No | Non-Lead | Tier 5 | No | No | No | checked in meter pit
KS2004510 | 798021304 | 213 SIGNAL RIDGE DR | PVC | Copper | No | PEX | No | 3/4" | 2004 | PEX | 3/4" | 2004 | Single Family | Unknown | unknown | unknown | Between 1989 and 2014 | No | No | Non-Lead | Tier 5 | No | No | No | checked in meter pit
KS2004510 | 798021601 | 216 SIGNAL RIDGE DR | PVC | Copper | No | PEX | No | 3/4" | 2018 | PEX | 3/4" | 2018 | Single Family | Unknown | unknown | unknown | After 2014 | No | No | Non-Lead | Tier 5 | No | No | No | checked in meter pit
KS2004510 | 798021701 | 217 SIGNAL RIDGE DR | PVC | Copper | No | PEX | No | 3/4" | unknown | PEX | 3/4" | unknown | Single Family | Unknown | unknown | unknown | unknown | No | No | Non-Lead | Tier 5 | No | No | No | checked in meter pit
KS2004510 | 798022002 | 220 SIGNAL RIDGE DR | PVC | Copper | No | PEX | No | 3/4" | 2005 | PEX | 3/4" | 2005 | Single Family | Unknown | unknown | unknown | Between 1989 and 2014 | No | No | Non-Lead | Tier 5 | No | No | No | checked in meter pit
KS2004510 | 798022102 | 221 SIGNAL RIDGE DR | PVC | Copper | No | PEX | No | 3/4" | 2003 | PEX | 3/4" | 2003 | Single Family | Unknown | unknown | unknown | Between 1989 and 2014 | No | No | Non-Lead | Tier 5 | No | No | No | checked in meter pit
KS2004510 | 798030202 | 302 SIGNAL RIDGE DR | PVC | Copper | No | PEX | No | 1" | 2007 | PVC | 1" | 2007 | Single Family | Unknown | unknown | unknown | Between 1989 and 2014 | No | No | Non-Lead | Tier 5 | No | No | No | checked in meter pit
KS2004510 | 798030501 | 305 SIGNAL RIDGE DR | PVC | Copper | No | PEX | No | 3/4" | 2004 | PEX | 3/4" | 2004 | Single Family | Unknown | unknown | unknown | Between 1989 and 2014 | No | No | Non-Lead | Tier 5 | No | No | No | checked in meter pit
KS2004510 | 798030602 | 306 SIGNAL RIDGE DR | PVC | Copper | No | PEX | No | 3/4" | 2004 | PEX | 3/4" | 2004 | Single Family | Unknown | unknown | unknown | Between 1989 and 2014 | No | No | Non-Lead | Tier 5 | No | No | No | checked in meter pit
KS2004510 | 798030903 | 309 SIGNAL RIDGE DR | PVC | Copper | No | PEX | No | 3/4" | 2006 | PEX | 3/4" | 2006 | Single Family | Unknown | unknown | unknown | Between 1989 and 2014 | No | No | Non-Lead | Tier 5 | No | No | No | checked in meter pit
KS2004510 | 798031002 | 310 SIGNAL RIDGE DR | PVC | Copper | No | PEX | No | 3/4" | 2004 | PEX | 3/4" | 2004 | Single Family | Unknown | unknown | unknown | Between 1989 and 2014 | No | No | Non-Lead | Tier 5 | No | No | No | checked in meter pit
KS2004510 | 798031302 | 313 SIGNAL RIDGE DR | PVC | Copper | No | PEX | No | 3/4" | 2006 | PEX | 3/4" | 2006 | Single Family | Unknown | unknown | unknown | Between 1989 and 2014 | No | No | Non-Lead | Tier 5 | No | No | No | checked in meter pit
KS2004510 | 798031400 | 314 SIGNAL RIDGE DR | PVC | Copper | No | PEX | No | 3/4" | 2021 | PEX | 3/4" | 2021 | Single Family | Unknown | unknown | unknown | After 2014 | No | No | Non-Lead | Tier 5 | No | No | No | checked in meter pit
KS2004510 | 798031803 | 318 SIGNAL RIDGE DR | PVC | Copper | No | PEX | No | 3/4" | 2004 | PEX | 3/4" | 2004 | Single Family | Unknown | unknown | unknown | Between 1989 and 2014 | No | No | Non-Lead | Tier 5 | No | No | No | checked in meter pit
KS2004510 | 798040201 | 402 SIGNAL RIDGE DR | PVC | Copper | No | PEX | No | 3/4" | unknown | PEX | 3/4" | unknown | Single Family | Unknown | unknown | unknown | unknown | No | No | Non-Lead | Tier 5 | No | No | No | checked in meter pit
KS2004510 | 798040602 | 406 SIGNAL RIDGE DR | PVC | Copper | No | PEX | No | 3/4" | 2021 | PEX | 3/4" | 2021 | Single Family | Unknown | unknown | unknown | After 2014 | No | No | Non-Lead | Tier 5 | No | No | No | checked in meter pit
KS2004510 | 798040701 | 407 SIGNAL RIDGE DR | PVC | Copper | No | PEX | No | 3/4" | 2009 | PEX | 3/4" | 2009 | Single Family | Unknown | unknown | unknown | Between 1989 and 2014 | No | No | Non-Lead | Tier 5 | No | No | No | checked in meter pit
KS2004510 | 798041001 | 410 SIGNAL RIDGE DR | PVC | Copper | No | Copper | No | 1" | 2005 | Copper | 1" | 2005 | Single Family | Unknown | unknown | unknown | Between 1989 and 2014 | No | No | Non-Lead | Tier 5 | No | No | No | checked in meter pit
KS2004510 | 798051806 | 518 SIGNAL RIDGE DR | PVC | Copper | No | PEX | No | 3/4" | 2011 | PEX | 3/4" | 2011 | Multi-Family | Unknown | unknown | unknown | Between 1989 and 2014 | No | No | Non-Lead | Tier 5 | No | No | No | checked in meter pit
KS2004510 | 798052004 | 520 SIGNAL RIDGE DR | PVC | Copper | No | PEX | No | 3/4" | 2011 | PEX | 3/4" | 2011 | Multi-Family | Unknown | unknown | unknown | Between 1989 and 2014 | No | No | Non-Lead | Tier 5 | No | No | No | checked in meter pit
KS2004510 | 798052202 | 522 SIGNAL RIDGE DR | PVC | Copper | No | PEX | No | 3/4" | 2011 | PEX | 3/4" | 2011 | Multi-Family | Unknown | unknown | unknown | Between 1989 and 2014 | No | No | Non-Lead | Tier 5 | No | No | No | checked in meter pit
KS2004510 | 798052400 | 524 SIGNAL RIDGE DR | PVC | Copper | No | PEX | No | 3/4" | 2011 | PEX | 3/4" | 2011 | Multi-Family | Unknown | unknown | unknown | Between 1989 and 2014 | No | No | Non-Lead | Tier 5 | No | No | No | checked in meter pit
KS2004510 | 798052400 | 524 SIGNAL RIDGE DR | PVC | Copper | No | PEX | No | 3/4" | 2011 | PEX | 3/4" | 2011 | Multi-Family | Unknown | unknown | unknown | Between 1989 and 2014 | No | No | Non-Lead | Tier 5 | No | No | No | checked in meter pit
KS2004510 | 798052605 | 526 SIGNAL RIDGE DR | PVC | Copper | No | PEX | No | 3/4" | 2010 | PEX | 3/4" | 2010 | Multi-Family | Unknown | unknown | unknown | Between 1989 and 2014 | No | No | Non-Lead | Tier 5 | No | No | No | checked in meter pit
KS2004510 | 798052802 | 528 SIGNAL RIDGE DR | PVC | Copper | No | PEX | No | 3/4" | 2011 | PEX | 3/4" | 2011 | Multi-Family | Unknown | unknown | unknown | Between 1989 and 2014 | No | No | Non-Lead | Tier 5 | No | No | No | checked in meter pit
KS2004510 | 798053003 | 530 SIGNAL RIDGE DR | PVC | Copper | No | PEX | No | 3/4" | 2011 | PEX | 3/4" | 2011 | Multi-Family | Unknown | unknown | unknown | Between 1989 and 2014 | No | No | Non-Lead | Tier 5 | No | No | No | checked in meter pit
KS2004510 | 921090402 | 904 BLUESTEM DR | PVC | Copper | No | Copper | No | 3/4" | 2006 | Copper | 3/4" | 2006 | Single Family | Unknown | unknown | unknown | Between 1989 and 2014 | No | No | Non-Lead | Tier 5 | No | No | No | checked in meter pit
KS2004510 | 921090802 | 908 BLUESTEM DR | PVC | Copper | No | Copper | No | 3/4" | 2006 | Copper | 3/4" | 2006 | Single Family | Unknown | unknown | unknown | Between 1989 and 2014 | No | No | Non-Lead | Tier 5 | No | No | No | checked in meter pit
KS2004510 | 921091502 | 915 BLUESTEM DR | PVC | Copper | No | Copper | No | 3/4" | 2017 | Copper | 3/4" | 2017 | Single Family | Unknown | unknown | unknown | After 2014 | No | No | Non-Lead | Tier 5 | No | No | No | checked in meter pit
KS2004510 | 921091601 | 916 BLUESTEM DR | PVC | Copper | No | Copper | No | 3/4" | 2014 | Copper | 3/4" | 2014 | Single Family | Unknown | unknown | unknown | Between 1989 and 2014 | No | No | Non-Lead | Tier 5 | No | No | No | checked in meter pit
KS2004510 | 921091903 | 919 BLUESTEM DR | PVC | Copper | No | Copper | No | 3/4" | 2005 | Copper | 3/4" | 2005 | Single Family | Unknown | unknown | unknown | Between 1989 and 2014 | No | No | Non-Lead | Tier 5 | No | No | No | checked in meter pit
KS2004510 | 921092002 | 920 BLUESTEM DR | PVC | Copper | No | Copper | No | 3/4" | 2015 | Copper | 3/4" | 2015 | Single Family | Unknown | unknown | unknown | After 2014 | No | No | Non-Lead | Tier 5 | No | No | No | checked in meter pit
KS2004510 | 921092302 | 923 BLUESTEM DR | PVC | Copper | No | Copper | No | 3/4" | 2006 | Copper | 3/4" | 2006 | Single Family | Unknown | unknown | unknown | Between 1989 and 2014 | No | No | Non-Lead | Tier 5 | No | No | No | checked in meter pit
KS2004510 | 921092401 | 924 BLUESTEM DR | PVC | Copper | No | Copper | No | 3/4" | 2006 | Copper | 3/4" | 2006 | Single Family | Unknown | unknown | unknown | Between 1989 and 2014 | No | No | Non-Lead | Tier 5 | No | No | No | checked in meter pit
KS2004510 | 921092706 | 927 BLUESTEM DR | PVC | Copper | No | Copper | No | 3/4" | 2006 | Copper | 3/4" | 2006 | Single Family | Unknown | unknown | unknown | Between 1989 and 2014 | No | No | Non-Lead | Tier 5 | No | No | No | checked in meter pit
KS2004510 | 921092805 | 928 BLUESTEM DR | PVC | Copper | No | Copper | No | 3/4" | 2006 | Copper | 3/4" | 2006 | Single Family | Unknown | unknown | unknown | Between 1989 and 2014 | No | No | Non-Lead | Tier 5 | No | No | No | checked in meter pit
KS2004510 | 921093102 | 931 BLUESTEM DR | PVC | Copper | No | Copper | No | 3/4" | 2006 | Copper | 3/4" | 2006 | Single Family | Unknown | unknown | unknown | Between 1989 and 2014 | No | No | Non-Lead | Tier 5 | No | No | No | checked in meter pit
KS2004510 | 921093204 | 932 BLUESTEM DR | PVC | Copper | No | Copper | No | 3/4" | 2005 | Copper | 3/4" | 2005 | Single Family | Unknown | unknown | unknown | Between 1989 and 2014 | No | No | Non-Lead | Tier 5 | No | No | No | checked in meter pit
KS2004510 | 921100104 | 1001 BLUESTEM DR | PVC | Copper | No | Copper | No | 3/4" | 2006 | Copper | 3/4" | 2006 | Single Family | Unknown | unknown | unknown | Between 1989 and 2014 | No | No | Non-Lead | Tier 5 | No | No | No | checked in meter pit
KS2004510 | 921100502 | 1005 BLUESTEM DR | PVC | Copper | No | Copper | No | 3/4" | 2008 | Copper | 3/4" | 2008 | Single Family | Unknown | unknown | unknown | Between 1989 and 2014 | No | No | Non-Lead | Tier 5 | No | No | No | checked in meter pit
KS2004510 | 921100901 | 1009 BLUESTEM DR | PVC | Copper | No | Copper | No | 3/4" | 2005 | Copper | 3/4" | 2005 | Single Family | Unknown | unknown | unknown | Between 1989 and 2014 | No | No | Non-Lead | Tier 5 | No | No | No | checked in meter pit
KS2004510 | 921101302 | 1013 BLUESTEM DR | PVC | Copper | No | Copper | No | 3/4" | 2005 | Copper | 3/4" | 2005 | Single Family | Unknown | unknown | unknown | Between 1989 and 2014 | No | No | Non-Lead | Tier 5 | No | No | No | checked in meter pit
KS2004510 | 921101702 | 1017 BLUESTEM DR | PVC | Copper | No | Copper | No | 3/4" | 2008 | Copper | 3/4" | 2008 | Single Family | Unknown | unknown | unknown | Between 1989 and 2014 | No | No | Non-Lead | Tier 5 | No | No | No | checked in meter pit
KS2004510 | 921101801 | 1018 BLUESTEM DR | PVC | Copper | No | Copper | No | 3/4" | 2015 | Copper | 3/4" | 2015 | Single Family | Unknown | unknown | unknown | After 2014 | No | No | Non-Lead | Tier 5 | No | No | No | checked in meter pit
KS2004510 | 921102204 | 1022 BLUESTEM DR | PVC | Copper | No | Copper | No | 3/4" | 2006 | Copper | 3/4" | 2006 | Single Family | Unknown | unknown | unknown | Between 1989 and 2014 | No | No | Non-Lead | Tier 5 | No | No | No | checked in meter pit
KS2004510 | 921102601 | 1026 BLUESTEM DR | PVC | Copper | No | Copper | No | 3/4" | 2020 | Copper | 3/4" | 2020 | Single Family | Unknown | unknown | unknown | After 2014 | No | No | Non-Lead | Tier 5 | No | No | No | checked in meter pit
KS2004510 | 921103001 | 1030 BLUESTEM DR | PVC | Copper | No | Copper | No | 3/4" | 2020 | Copper | 3/4" | 2020 | Single Family | Unknown | unknown | unknown | After 2014 | No | No | Non-Lead | Tier 5 | No | No | No | checked in meter pit
KS2004510 | 921110401 | 1104 BLUESTEM DR | PVC | Copper | No | Copper | No | 3/4" | 2020 | Copper | 3/4" | 2020 | Single Family | Unknown | unknown | unknown | After 2014 | No | No | Non-Lead | Tier 5 | No | No | No | checked in meter pit
KS2004510 | 921110802 | 1108 BLUESTEM DR | PVC | Copper | No | Copper | No | 3/4" | unknown | Copper | 3/4" | unknown | Single Family | Unknown | unknown | unknown | unknown | No | No | Non-Lead | Tier 5 | No | No | No | checked in meter pit
KS2004510 | 921111201 | 1112 BLUESTEM DR | PVC | Copper | No | Copper | No | 3/4" | 2021 | Copper | 3/4" | 2021 | Single Family | Unknown | unknown | unknown | After 2014 | No | No | Non-Lead | Tier 5 | No | No | No | checked in meter pit
KS2004510 | 922100004 | 1000 KATHYS CT | PVC | Copper | No | Copper | No | 3/4" | unknown | Copper | 3/4" | unknown | Single Family | Unknown | unknown | unknown | unknown | No | No | Non-Lead | Tier 5 | No | No | No | checked in meter pit
KS2004510 | 922100105 | 1001 KATHYS CT | PVC | Copper | No | Copper | No | 3/4" | 2001 | Copper | 3/4" | 2001 | Single Family | Unknown | unknown | unknown | Between 1989 and 2014 | No | No | Non-Lead | Tier 5 | No | No | No | checked in meter pit
KS2004510 | 922100402 | 1004 KATHYS CT | PVC | Copper | No | Copper | No | 3/4" | 2006 | Copper | 3/4" | 2006 | Single Family | Unknown | unknown | unknown | Between 1989 and 2014 | No | No | Non-Lead | Tier 5 | No | No | No | checked in meter pit
KS2004510 | 922100503 | 1005 KATHYS CT | PVC | Copper | No | Copper | No | 3/4" | 2017 | Copper | 3/4" | 2017 | Single Family | Unknown | unknown | unknown | After 2014 | No | No | Non-Lead | Tier 5 | No | No | No | checked in meter pit
KS2004510 | 922100802 | 1008 KATHYS CT | PVC | Copper | No | Copper | No | 3/4" | 2008 | Copper | 3/4" | 2008 | Single Family | Unknown | unknown | unknown | Between 1989 and 2014 | No | No | Non-Lead | Tier 5 | No | No | No | checked in meter pit
KS2004510 | 922100901 | 1009 KATHYS CT | PVC | Copper | No | Copper | No | 3/4" | 2016 | Copper | 3/4" | 2016 | Single Family | Unknown | unknown | unknown | After 2014 | No | No | Non-Lead | Tier 5 | No | No | No | checked in meter pit
KS2004510 | 922101202 | 1012 KATHYS CT | PVC | Copper | No | Copper | No | 3/4" | 2005 | Copper | 3/4" | 2005 | Single Family | Unknown | unknown | unknown | Between 1989 and 2014 | No | No | Non-Lead | Tier 5 | No | No | No | checked in meter pit
KS2004510 | 922101305 | 1013 KATHYS CT | PVC | Copper | No | Copper | No | 3/4" | 2005 | Copper | 3/4" | 2005 | Single Family | Unknown | unknown | unknown | Between 1989 and 2014 | No | No | Non-Lead | Tier 5 | No | No | No | checked in meter pit
KS2004510 | 922101605 | 1016 KATHYS CT | PVC | Copper | No | Copper | No | 3/4" | unknown | Copper | 3/4" | unknown | Single Family | Unknown | unknown | unknown | unknown | No | No | Non-Lead | Tier 5 | No | No | No | checked in meter pit
KS2004510 | 922101704 | 1017 KATHYS CT | PVC | Copper | No | Copper | No | 3/4" | 2005 | Copper | 3/4" | 2005 | Single Family | Unknown | unknown | unknown | Between 1989 and 2014 | No | No | Non-Lead | Tier 5 | No | No | No | checked in meter pit
KS2004510 | 922102004 | 1020 KATHYS CT | PVC | Copper | No | Copper | No | 3/4" | 2005 | Copper | 3/4" | 2005 | Single Family | Unknown | unknown | unknown | Between 1989 and 2014 | No | No | Non-Lead | Tier 5 | No | No | No | checked in meter pit
KS2004510 | 930060200 | 602 AMES ST | PVC | Copper | No | Copper | No | 3/4" | 1995 | pex | 3/4" | 1995 | Building | Unknown | unknown | unknown | Between 1989 and 2014 | No | No | Non-Lead | Tier 5 | No | No | No | checked in meter pit
KS2004510 | 930080201 | 802 AMES ST | PVC | Copper | No | Copper | No | 3/4" | 2001 | copper | 3/4" | 2001 | Building | Unknown | unknown | unknown | Between 1989 and 2014 | No | No | Non-Lead | Tier 5 | No | No | No | checked in meter pit
KS2004510 | 930080201 | 802 AMES ST | PVC | Copper | No | Copper | No | 1" | 2006 | copper | 1" | 2006 | other | Unknown | unknown | unknown | Between 1989 and 2014 | No | No | Non-Lead | Tier 5 | No | No | No | checked in meter pit
KS2004510 | 930080802 | 808 AMES ST | PVC | Copper | No | Copper | No | 1" | 2005 | Copper | 1" | 2005 | Building | Unknown | unknown | unknown | Between 1989 and 2014 | No | No | Non-Lead | Tier 5 | No | No | No | checked in meter pit
KS2004510 | 930080802 | 808 AMES ST | PVC | Copper | No | Copper | No | 1" | 2005 | copper | 1" | 2005 | Building | Unknown | unknown | unknown | Between 1989 and 2014 | No | No | Non-Lead | Tier 5 | No | No | No | checked in meter pit
KS2004510 | 930082201 | 822 AMES ST | PVC | Copper | No | Copper | No | 3/4" | 2005 | copper | 3/4" | 2005 | Building | Unknown | unknown | unknown | Between 1989 and 2014 | No | No | Non-Lead | Tier 5 | No | No | No | checked in meter pit
KS2004510 | 930091402 | 912 AMES ST 930 | PVC | Copper | No | Copper | No | 2" | 2001 | copper | 2" | 2001 | Building | Unknown | unknown | unknown | Between 1989 and 2014 | No | No | Non-Lead | Tier 5 | No | No | No | checked in meter pit
KS2004510 | 930092000 | 920 AMES ST | PVC | Copper | No | Copper | No | 1" | 2001 | copper | 1" | 2001 | Building | Unknown | unknown | unknown | Between 1989 and 2014 | No | No | Non-Lead | Tier 5 | No | No | No | checked in meter pit
KS2004510 | 969015104 | 151 N 6TH ST | PVC | Copper | No | PEX | No | 3/4" | unknown | pex | 3/4" | unknown | Building | Unknown | unknown | unknown | unknown | No | No | Non-Lead | Tier 5 | No | No | No | checked in meter pit
KS2004510 | 969020100 | 201 N 6TH ST | [16 empty] | Yes | Lead | Tier 5 | Yes | Yes | Yes
KS2004510 | 969020101 | 201 N 6TH ST | PVC | Copper | No | pex | No | 3/4" | unknown | pex | 3/4" | unknown | Building | Unknown | unknown | unknown | unknown | No | No | Non-Lead | Tier 5 | No | No | No | checked in meter pit
KS2004510 | 969060502 | 605 N 6TH ST | PVC | Copper | No | PEX | No | 3/4" | unknown | pex | 3/4" | unknown | Single Family | Unknown | unknown | unknown | unknown | No | No | Non-Lead | Tier 5 | No | No | No | checked in meter pit
KS2004510 | 969060901 | 609 N 6TH ST | PVC | Copper | No | PEX | No | 3/4" | unknown | pex | 3/4" | unknown | Single Family | Unknown | unknown | unknown | unknown | No | No | Non-Lead | Tier 5 | No | No | No | checked in meter pit
KS2004510 | 969061708 | 617 N 6TH ST | PVC | Copper | No | PEX | No | 3/4" | unknown | pex | 3/4" | unknown | Single Family | Unknown | unknown | unknown | unknown | No | No | Non-Lead | Tier 5 | No | No | No | checked in meter pit
KS2004510 | 969070903 | 709 N 6TH ST | PVC | Copper | No | PEX | No | 3/4" | unknown | pex | 3/4" | unknown | Single Family | Unknown | unknown | unknown | unknown | No | No | Non-Lead | Tier 5 | No | No | No | checked in meter pit
KS2004510 | 969071501 | 715 N 6TH ST | PVC | Copper | No | pex | No | 3/4" | unknown | pex | 3/4" | unknown | Single Family | Unknown | unknown | unknown | unknown | no | No | Non-Lead | Tier 5 | No | No | No | checked in meter pit
KS2004510 | 976011201 | 112 8TH ST | PVC | Copper | No | Copper | No | 1-1/2" | unknown | Copper | 1 1/2" | unknown | Building | Unknown | unknown | unknown | unknown | no | No | Non-Lead | Tier 5 | No | No | No | checked in meter pit
KS2004510 | 984040100 | 401 FIRETREE CT | PVC | Copper | No | Copper | No | 3/4" | unknown | Copper | 3/4" | unknown | Single Family | Unknown | unknown | unknown | unknown | no | No | Non-Lead | Tier 5 | No | No | No | checked in meter pit
KS2004510 | 984040307 | 403 FIRETREE CT | PVC | Copper | No | Copper | No | 3/4" | 1999 | Copper | 3/4" | 1999 | single family | Unknown | unknown | unknown | Between 1989 and 2014 | no | No | Non-Lead | Tier 5 | No | No | No | checked in meter pit
KS2004510 | 984040404 | 404 FIRETREE CT | PVC | Copper | No | Copper | No | 3/4" | 1999 | Copper | 3/4" | 1999 | single family | Unknown | unknown | unknown | Between 1989 and 2014 | no | No | Non-Lead | Tier 5 | No | No | No | checked in meter pit
KS2004510 | 984040503 | 405 FIRETREE CT | PVC | Copper | No | Copper | No | 3/4" | 1999 | Copper | 3/4" | 1999 | single family | Unknown | unknown | unknown | Between 1989 and 2014 | no | No | Non-Lead | Tier 5 | No | No | No | checked in meter pit
KS2004510 | 984040605 | 406 FIRETREE CT | PVC | Copper | No | Copper | No | 3/4" | 1999 | Copper | 3/4" | 1999 | single family | Unknown | unknown | unknown | Between 1989 and 2014 | no | No | Non-Lead | Tier 5 | No | No | No | checked in meter pit
KS2004510 | 984040904 | 409 FIRETREE CT | PVC | Copper | No | Copper | No | 3/4" | 1999 | Copper | 3/4" | 1999 | single family | Unknown | unknown | unknown | Between 1989 and 2014 | no | No | Non-Lead | Tier 5 | No | No | No | checked in meter pit
KS2004510 | 984041006 | 410 FIRETREE CT | PVC | Copper | No | Copper | No | 3/4" | 1999 | Copper | 3/4" | 1999 | single family | Unknown | unknown | unknown | Between 1989 and 2014 | no | No | Non-Lead | Tier 5 | No | No | No | checked in meter pit
KS2004510 | 984041103 | 411 FIRETREE CT | PVC | Copper | No | Copper | No | 3/4" | 1999 | Copper | 3/4" | 1999 | single family | Unknown | unknown | unknown | Between 1989 and 2014 | no | No | Non-Lead | Tier 5 | No | No | No | checked in meter pit
KS2004510 | 984041204 | 412 FIRETREE CT | PVC | Copper | No | Copper | No | 3/4" | 1999 | Copper | 3/4" | 1999 | single family | Unknown | unknown | unknown | Between 1989 and 2014 | no | No | Non-Lead | Tier 5 | No | No | No | checked in meter pit
KS2004510 | 985070004 | 700 FIRETREE AVE | PVC | Copper | No | Copper | No | 3/4" | 1999 | Copper | 3/4" | 1999 | single family | Unknown | unknown | unknown | Between 1989 and 2014 | no | No | Non-Lead | Tier 5 | No | No | No | checked in meter pit
KS2004510 | 985070204 | 702 FIRETREE AVE | PVC | Copper | No | Copper | No | 3/4" | 1999 | Copper | 3/4" | 1999 | single family | Unknown | unknown | unknown | Between 1989 and 2014 | no | No | Non-Lead | Tier 5 | No | No | No | checked in meter pit
KS2004510 | 985070402 | 704 FIRETREE AVE | PVC | Copper | No | Copper | No | 3/4" | 1999 | Copper | 3/4" | 1999 | single family | Unknown | unknown | unknown | Between 1989 and 2014 | no | No | Non-Lead | Tier 5 | No | No | No | checked in meter pit
KS2004510 | 985070601 | 706 FIRETREE AVE | PVC | Copper | No | Copper | No | 3/4" | 1999 | Copper | 3/4" | 1999 | single family | Unknown | unknown | unknown | Between 1989 and 2014 | no | No | Non-Lead | Tier 5 | No | No | No | checked in meter pit
KS2004510 | 985080100 | 801 FIRETREE AVE | PVC | Copper | No | Copper | No | 3/4" | 2000 | Copper | 3/4" | 2000 | single family | Unknown | unknown | unknown | Between 1989 and 2014 | no | No | Non-Lead | Tier 5 | No | No | No | checked in meter pit
KS2004510 | 985090705 | 907 FIRETREE AVE | PVC | Copper | No | Copper | No | 3/4" | 2001 | Copper | 3/4" | 2001 | single family | Unknown | unknown | unknown | Between 1989 and 2014 | no | No | Non-Lead | Tier 5 | No | No | No | checked in meter pit
KS2004510 | 985090803 | 908 FIRETREE AVE | PVC | Copper | No | Copper | No | 3/4" | 2000 | Copper | 3/4" | 2000 | single family | Unknown | unknown | unknown | Between 1989 and 2014 | no | No | Non-Lead | Tier 5 | No | No | No | checked in meter pit
KS2004510 | 985091102 | 911 FIRETREE AVE | PVC | Copper | No | Copper | No | 3/4" | 2006 | Copper | 3/4" | 2006 | single family | Unknown | unknown | unknown | Between 1989 and 2014 | no | No | Non-Lead | Tier 5 | No | No | No | checked in meter pit
KS2004510 | 985091202 | 912 FIRETREE AVE | PVC | Copper | No | Copper | No | 3/4" | 2001 | Copper | 3/4" | 2001 | single family | Unknown | unknown | unknown | Between 1989 and 2014 | no | No | Non-Lead | Tier 5 | No | No | No | checked in meter pit
KS2004510 | 985091502 | 915 FIRETREE AVE | PVC | Copper | No | Copper | No | 3/4" | 2001 | Copper | 3/4" | 2001 | single family | Unknown | unknown | unknown | Between 1989 and 2014 | no | No | Non-Lead | Tier 5 | No | No | No | checked in meter pit
KS2004510 | 985091603 | 916 FIRETREE AVE | PVC | Copper | No | Copper | No | 3/4" | 2003 | Copper | 3/4" | 2003 | single family | Unknown | unknown | unknown | Between 1989 and 2014 | no | No | Non-Lead | Tier 5 | No | No | No | checked in meter pit
KS2004510 | 985091901 | 919 FIRETREE AVE | PVC | Copper | No | Copper | No | 3/4" | 2004 | Copper | 3/4" | 2004 | single family | Unknown | unknown | unknown | Between 1989 and 2014 | no | No | Non-Lead | Tier 5 | No | No | No | checked in meter pit
KS2004510 | 985100202 | 1002 FIRETREE AVE | PVC | Copper | No | Copper | No | 3/4" | 2016 | Copper | 3/4" | 2016 | single family | Unknown | unknown | unknown | After 2014 | no | No | Non-Lead | Tier 5 | No | No | No | checked in meter pit
KS2004510 | 985100602 | 1006 FIRETREE AVE | PVC | Copper | No | Copper | No | 3/4" | 2000 | Copper | 3/4" | 2000 | single family | Unknown | unknown | unknown | Between 1989 and 2014 | no | No | Non-Lead | Tier 5 | No | No | No | checked in meter pit
KS2004510 | 985100902 | 1009 FIRETREE AVE | PVC | Copper | No | Copper | No | 3/4" | 2004 | Copper | 3/4" | 2004 | single family | Unknown | unknown | unknown | Between 1989 and 2014 | no | No | Non-Lead | Tier 5 | No | No | No | checked in meter pit
KS2004510 | 985101001 | 1010 FIRETREE AVE | PVC | Copper | No | Copper | No | 3/4" | 2000 | Copper | 3/4" | 2000 | single family | Unknown | unknown | unknown | Between 1989 and 2014 | no | No | Non-Lead | Tier 5 | No | No | No | checked in meter pit
KS2004510 | 985101300 | 1013 FIRETREE AVE | PVC | Copper | No | Copper | No | 3/4" | 2001 | Copper | 3/4" | 2001 | single family | Unknown | unknown | unknown | Between 1989 and 2014 | no | No | Non-Lead | Tier 5 | No | No | No | checked in meter pit
KS2004510 | 985101402 | 1014 FIRETREE AVE | PVC | Copper | No | Copper | No | 3/4" | 2004 | Copper | 3/4" | 2004 | single family | Unknown | unknown | unknown | Between 1989 and 2014 | no | No | Non-Lead | Tier 5 | No | No | No | checked in meter pit
KS2004510 | 985101502 | 1015 FIRETREE AVE | PVC | Copper | No | Copper | No | 3/4" | 2003 | Copper | 3/4" | 2003 | single family | Unknown | unknown | unknown | Between 1989 and 2014 | no | No | Non-Lead | Tier 5 | No | No | No | checked in meter pit
KS2004510 | 985101703 | 1017 FIRETREE AVE | PVC | Copper | No | Copper | No | 3/4" | 2003 | Copper | 3/4" | 2003 | single family | Unknown | unknown | unknown | Between 1989 and 2014 | no | No | Non-Lead | Tier 5 | No | No | No | checked in meter pit
KS2004510 | 985101805 | 1018 FIRETREE AVE | PVC | Copper | No | Copper | No | 3/4" | 2004 | Copper | 3/4" | 2004 | single family | Unknown | unknown | unknown | Between 1989 and 2014 | no | No | Non-Lead | Tier 5 | No | No | No | checked in meter pit
KS2004510 | 985101905 | 1019 FIRETREE AVE | PVC | Copper | No | Copper | No | 3/4" | 2012 | Copper | 3/4" | 2012 | single family | Unknown | unknown | unknown | Between 1989 and 2014 | no | No | Non-Lead | Tier 5 | No | No | No | checked in meter pit
KS2004510 | 985102100 | 1021 FIRETREE AVE | PVC | Copper | No | Copper | No | 3/4" | 2002 | Copper | 3/4" | 2002 | single family | Unknown | unknown | unknown | Between 1989 and 2014 | no | No | Non-Lead | Tier 5 | No | No | No | checked in meter pit
KS2004510 | 985102203 | 1022 FIRETREE AVE | PVC | Copper | No | Copper | No | 3/4" | 2002 | Copper | 3/4" | 2002 | single family | Unknown | unknown | unknown | Between 1989 and 2014 | no | No | Non-Lead | Tier 5 | No | No | No | checked in meter pit
KS2004510 | 985102306 | 1023 FIRETREE AVE | PVC | Copper | No | Copper | No | 3/4" | 2001 | Copper | 3/4" | 2001 | single family | Unknown | unknown | unknown | Between 1989 and 2014 | no | No | Non-Lead | Tier 5 | No | No | No | checked in meter pit
KS2004510 | 985102607 | 1026 FIRETREE AVE | PVC | Copper | No | Copper | No | 3/4" | 2002 | Copper | 3/4" | 2002 | single family | Unknown | unknown | unknown | Between 1989 and 2014 | no | No | Non-Lead | Tier 5 | No | No | No | checked in meter pit
KS2004510 | 985102702 | 1027 FIRETREE AVE | PVC | Copper | No | Copper | No | 3/4" | 2002 | Copper | 3/4" | 2002 | single family | Unknown | unknown | unknown | Between 1989 and 2014 | no | No | Non-Lead | Tier 5 | No | No | No | checked in meter pit
KS2004510 | 985103003 | 1030 FIRETREE AVE | PVC | Copper | No | Copper | No | 3/4" | unknown | Copper | 3/4" | unknown | single family | Unknown | unknown | unknown | unknown | no | No | Non-Lead | Tier 5 | No | No | No | checked in meter pit
KS2004510 | 985103302 | 1033 FIRETREE AVE | PVC | Copper | No | Copper | No | 3/4" | 2001 | Copper | 3/4" | 2001 | single family | Unknown | unknown | unknown | Between 1989 and 2014 | no | No | Non-Lead | Tier 5 | No | No | No | checked in meter pit
KS2004510 | 985103403 | 1034 FIRETREE AVE | PVC | Copper | No | Copper | No | 3/4" | unknown | Copper | 3/4" | unknown | single family | Unknown | unknown | unknown | unknown | no | No | Non-Lead | Tier 5 | No | No | No | checked in meter pit
KS2004510 | 985103506 | 1035 FIRETREE AVE | PVC | Copper | No | Copper | No | 3/4" | 2001 | Copper | 3/4" | 2001 | single family | Unknown | unknown | unknown | Between 1989 and 2014 | no | No | Non-Lead | Tier 5 | No | No | No | checked in meter pit
KS2004510 | 985103805 | 1038 FIRETREE AVE | PVC | Copper | No | Copper | No | 3/4" | 2001 | Copper | 3/4" | 2001 | single family | Unknown | unknown | unknown | Between 1989 and 2014 | no | No | Non-Lead | Tier 5 | No | No | No | checked in meter pit
KS2004510 | 985103903 | 1039 FIRETREE AVE | PVC | Copper | No | Copper | No | 3/4" | 2002 | Copper | 3/4" | 2002 | single family | Unknown | unknown | unknown | Between 1989 and 2014 | no | No | Non-Lead | Tier 5 | No | No | No | checked in meter pit
KS2004510 | 985104201 | 1042 FIRETREE AVE | PVC | Copper | No | Copper | No | 3/4" | 2001 | Copper | 3/4" | 2001 | single family | Unknown | unknown | unknown | Between 1989 and 2014 | no | No | Non-Lead | Tier 5 | No | No | No | checked in meter pit
KS2004510 | 985104607 | 1046 FIRETREE AVE | PVC | Copper | No | Copper | No | 3/4" | 2001 | Copper | 3/4" | 2001 | single family | Unknown | unknown | unknown | Between 1989 and 2014 | no | No | Non-Lead | Tier 5 | No | No | No | checked in meter pit
KS2004510 | 985105002 | 1050 FIRETREE AVE | PVC | Copper | No | Copper | No | 3/4" | 2001 | Copper | 3/4" | 2001 | single family | Unknown | unknown | unknown | Between 1989 and 2014 | no | No | Non-Lead | Tier 5 | No | No | No | checked in meter pit
KS2004510 | 985105102 | 1051 FIRETREE AVE | PVC | Copper | No | Copper | No | 3/4" | 2005 | Copper | 3/4" | 2005 | single family | Unknown | unknown | unknown | Between 1989 and 2014 | no | No | Non-Lead | Tier 5 | No | No | No | checked in meter pit
KS2004510 | 985105401 | 1054 FIRETREE AVE | PVC | Copper | No | Copper | No | 3/4" | 2004 | Copper | 3/4" | 2004 | single family | Unknown | unknown | unknown | Between 1989 and 2014 | no | No | Non-Lead | Tier 5 | No | No | No | checked in meter pit
KS2004510 | 985105502 | 1055 FIRETREE AVE | PVC | Copper | No | Copper | No | 3/4" | 2005 | Copper | 3/4" | 2005 | single family | Unknown | unknown | unknown | Between 1989 and 2014 | no | No | Non-Lead | Tier 5 | No | No | No | checked in meter pit
KS2004510 | 985105802 | 1058 FIRETREE AVE | PVC | Copper | No | Copper | No | 3/4" | 2004 | Copper | 3/4" | 2004 | single family | Unknown | unknown | unknown | Between 1989 and 2014 | no | No | Non-Lead | Tier 5 | No | No | No | checked in meter pit
KS2004510 | 985105902 | 1059 FIRETREE AVE | PVC | Copper | No | Copper | No | 3/4" | 2005 | Copper | 3/4" | 2005 | single family | Unknown | unknown | unknown | Between 1989 and 2014 | no | No | Non-Lead | Tier 5 | No | No | No | checked in meter pit
KS2004510 | 985106201 | 1062 FIRETREE AVE | PVC | Copper | No | Copper | No | 3/4" | 2005 | Copper | 3/4" | 2005 | single family | Unknown | unknown | unknown | Between 1989 and 2014 | no | No | Non-Lead | Tier 5 | No | No | No | checked in meter pit
KS2004510 | 985106304 | 1063 FIRETREE AVE | PVC | Copper | No | Copper | No | 3/4" | 2005 | Copper | 3/4" | 2005 | single family | Unknown | unknown | unknown | Between 1989 and 2014 | no | No | Non-Lead | Tier 5 | No | No | No | checked in meter pit
KS2004510 | 985106603 | 1066 FIRETREE AVE | PVC | Copper | No | Copper | No | 3/4" | 2005 | Copper | 3/4" | 2005 | single family | Unknown | unknown | unknown | Between 1989 and 2014 | no | No | Non-Lead | Tier 5 | No | No | No | checked in meter pit
KS2004510 | 985106701 | 1067 FIRETREE AVE | PVC | Copper | No | Copper | No | 3/4" | 2005 | Copper | 3/4" | 2005 | single family | Unknown | unknown | unknown | Between 1989 and 2014 | no | No | Non-Lead | Tier 5 | No | No | No | checked in meter pit
KS2004510 | 985107001 | 1070 FIRETREE AVE | PVC | Copper | No | Copper | No | 3/4" | unknown | Copper | 3/4" | unknown | single family | Unknown | unknown | unknown | unknown | no | No | Non-Lead | Tier 5 | No | No | No | checked in meter pit
KS2004510 | 985107105 | 1071 FIRETREE AVE | PVC | Copper | No | Copper | No | 3/4" | 2005 | Copper | 3/4" | 2005 | single family | Unknown | unknown | unknown | Between 1989 and 2014 | no | No | Non-Lead | Tier 5 | No | No | No | checked in meter pit
KS2004510 | 985107505 | 1075 FIRETREE AVE | PVC | Copper | No | Copper | No | 3/4" | 2006 | Copper | 3/4" | 2006 | single family | Unknown | unknown | unknown | Between 1989 and 2014 | no | No | Non-Lead | Tier 5 | No | No | No | checked in meter pit
KS2004510 | 986020408 | 204 CRIMSON AVE | PVC | Copper | No | Copper | No | 3/4" | 2007 | Copper | 3/4? | 2007 | single family | Unknown | unknown | unknown | Between 1989 and 2014 | no | No | Non-Lead | Tier 5 | No | No | No | checked in meter pit
KS2004510 | 986020601 | 206 CRIMSON AVE | PVC | Copper | No | pex | No | 3/4" | 2007 | pex | 3/4" | 2007 | single family | Unknown | unknown | unknown | Between 1989 and 2014 | no | No | Non-Lead | Tier 5 | No | No | No | checked in meter pit
KS2004510 | 986020802 | 208 CRIMSON AVE | PVC | copper | No | pex | No | 3/4" | 2007 | pex | 3/4" | 2007 | single family | Unknown | unknown | unknown | Between 1989 and 2014 | no | No | Non-Lead | Tier 5 | No | No | No | checked in meter pit
KS2004510 | 986021002 | 210 CRIMSON AVE | PVC | Copper | No | pex | No | 3/4" | 2007 | pex | 3/4" | 2007 | single family | Unknown | unknown | unknown | Between 1989 and 2014 | no | No | Non-Lead | Tier 5 | No | No | No | checked in meter pit
KS2004510 | 986021200 | 212 CRIMSON AVE | PVC | Copper | No | Copper | No | 1" | 2007 | Copper | 1" | 2007 | other | no | unknown | unknown | Between 1989 and 2014 | no | No | Non-Lead | Tier 5 | No | No | No | checked in meter pit
KS2004510 | 986031801 | 318 CRIMSON AVE | PVC | Copper | No | pex | No | 3/4" | 2008 | pex | 3/4" | 2008 | Multi-Family | Unknown | unknown | unknown | Between 1989 and 2014 | no | No | Non-Lead | Tier 5 | No | No | No | checked in meter pit
KS2004510 | 986032102 | 321 CRIMSON AVE | PVC | Copper | No | pex | No | 3/4" | unknown | pex | 3/4" | unknown | Multi-Family | Unknown | unknown | unknown | unknown | no | No | Non-Lead | Tier 5 | No | No | No | checked in meter pit
KS2004510 | 986032102 | 321 CRIMSON AVE | PVC | Copper | No | pex | No | 3/4" | unknown | pex | 3/4" | unknown | Multi-Family | Unknown | unknown | unknown | unknown | no | No | Non-Lead | Tier 5 | No | No | No | checked in meter pit
KS2004510 | 986032102 | 321 CRIMSON AVE | PVC | Copper | No | pex | No | 3/4" | unknown | pex | 3/4" | unknown | Multi-Family | Unknown | unknown | unknown | unknown | no | No | Non-Lead | Tier 5 | No | No | No | checked in meter pit
KS2004510 | 988030004 | 300 FLAME WAY | PVC | Copper | No | Copper | No | 3/4" | 2000 | Copper | 3/4" | 2000 | single family | Unknown | unknown | unknown | Between 1989 and 2014 | no | No | Non-Lead | Tier 5 | No | No | No | checked in meter pit
KS2004510 | 988030401 | 304 FLAME WAY | PVC | Copper | No | Copper | No | 3/4" | 2000 | copper | 3/4" | 2000 | single family | Unknown | unknown | unknown | Between 1989 and 2014 | no | No | Non-Lead | Tier 5 | No | No | No | checked in meter pit
KS2004510 | 988030803 | 308 FLAME WAY | PVC | Copper | No | Copper | No | 3/4" | 2001 | copper | 3/4" | 2001 | single family | Unknown | unknown | unknown | Between 1989 and 2014 | no | No | Non-Lead | Tier 5 | No | No | No | checked in meter pit
KS2004510 | 988031102 | 311 FLAME WAY | PVC | Copper | No | Copper | No | 3/4" | 2006 | copper | 3/4" | 2006 | single family | Unknown | unknown | unknown | Between 1989 and 2014 | no | No | Non-Lead | Tier 5 | No | No | No | checked in meter pit
KS2004510 | 988031201 | 312 FLAME WAY | PVC | Copper | No | Copper | No | 3/4" | 2005 | copper | 3/4" | 2005 | single family | Unknown | unknown | unknown | Between 1989 and 2014 | no | No | Non-Lead | Tier 5 | No | No | No | checked in meter pit
KS2004510 | 988031600 | 316 FLAME WAY | PVC | Copper | No | Copper | No | 3/4" | 2000 | copper | 3/4" | 2000 | single family | Unknown | unknown | unknown | Between 1989 and 2014 | no | No | Non-Lead | Tier 5 | No | No | No | checked in meter pit
KS2004510 | 988031702 | 317 FLAME WAY | PVC | Copper | No | Copper | No | 3/4" | 2000 | copper | 3/4" | 2000 | single family | Unknown | unknown | unknown | Between 1989 and 2014 | no | No | Non-Lead | Tier 5 | No | No | No | checked in meter pit
KS2004510 | 988032005 | 320 FLAME WAY | PVC | Copper | No | Copper | No | 3/4" | 2001 | copper | 3/4" | 2001 | single family | Unknown | unknown | unknown | Between 1989 and 2014 | no | No | Non-Lead | Tier 5 | No | No | No | checked in meter pit
KS2004510 | 988032404 | 324 FLAME WAY | PVC | Copper | No | Copper | No | 3/4" | 2001 | copper | 3/4" | 2001 | single family | Unknown | unknown | unknown | Between 1989 and 2014 | no | No | Non-Lead | Tier 5 | No | No | No | checked in meter pit
KS2004510 | 988040104 | 401 FLAME WAY | PVC | Copper | No | Copper | No | 3/4" | 2003 | copper | 3/4" | 2003 | single family | Unknown | unknown | unknown | Between 1989 and 2014 | no | No | Non-Lead | Tier 5 | No | No | No | checked in meter pit
KS2004510 | 988040204 | 402 FLAME WAY | PVC | Copper | No | Copper | No | 3/4" | 2000 | copper | 3/4" | 2000 | single family | Unknown | unknown | unknown | Between 1989 and 2014 | no | No | Non-Lead | Tier 5 | No | No | No | checked in meter pit
KS2004510 | 988040502 | 405 FLAME WAY | PVC | Copper | No | Copper | No | 3/4" | 2003 | copper | 3/4" | 2003 | single family | Unknown | unknown | unknown | Between 1989 and 2014 | no | No | Non-Lead | Tier 5 | No | No | No | checked in meter pit
KS2004510 | 988040601 | 406 FLAME WAY | PVC | Copper | No | Copper | No | 3/4" | 2000 | copper | 3/4" | 2000 | single family | Unknown | unknown | unknown | Between 1989 and 2014 | no | No | Non-Lead | Tier 5 | No | No | No | checked in meter pit
KS2004510 | 988040902 | 409 FLAME WAY | PVC | Copper | No | Copper | No | 3/4" | 2003 | copper | 3/4" | 2003 | single family | Unknown | unknown | unknown | Between 1989 and 2014 | no | No | Non-Lead | Tier 5 | No | No | No | checked in meter pit
KS2004510 | 988041002 | 410 FLAME WAY | PVC | Copper | No | Copper | No | 3/4" | 2000 | copper | 3/4" | 2000 | single family | Unknown | unknown | unknown | Between 1989 and 2014 | no | No | Non-Lead | Tier 5 | No | No | No | checked in meter pit
KS2004510 | 988041402 | 414 FLAME WAY | PVC | Copper | No | Copper | No | 3/4" | 2002 | copper | 3/4" | 2002 | single family | Unknown | unknown | unknown | Between 1989 and 2014 | no | No | Non-Lead | Tier 5 | No | No | No | checked in meter pit
KS2004510 | 988050201 | 502 FLAME WAY | PVC | Copper | No | Copper | No | 3/4" | 2000 | copper | 3/4" | 2000 | single family | Unknown | unknown | unknown | Between 1989 and 2014 | no | No | Non-Lead | Tier 5 | No | No | No | checked in meter pit
KS2004510 | 988050501 | 505 FLAME WAY | PVC | Copper | No | Copper | No | 3/4" | 2017 | copper | 3/4" | 2017 | single family | Unknown | unknown | unknown | After 2014 | no | No | Non-Lead | Tier 5 | No | No | No | checked in meter pit
KS2004510 | 988050601 | 506 FLAME WAY | PVC | Copper | No | Copper | No | 3/4" | 2001 | copper | 3/4" | 2001 | single family | Unknown | unknown | unknown | Between 1989 and 2014 | no | No | Non-Lead | Tier 5 | No | No | No | checked in meter pit
KS2004510 | 988051001 | 510 FLAME WAY | PVC | Copper | No | Copper | No | 3/4" | unknown | copper | 3/4" | unknown | single family | Unknown | unknown | unknown | unknown | no | No | Non-Lead | Tier 5 | No | No | No | checked in meter pit
KS2004510 | 988051403 | 514 FLAME WAY | PVC | Copper | No | Copper | No | 3/4" | unknown | copper | 3/4" | unknown | single family | Unknown | unknown | unknown | unknown | no | No | Non-Lead | Tier 5 | No | No | No | checked in meter pit
KS2004510 | 988060001 | 600 FLAME WAY | PVC | Copper | No | Copper | No | 3/4" | 2002 | copper | 3/4" | 2002 | single family | Unknown | unknown | unknown | Between 1989 and 2014 | no | No | Non-Lead | Tier 5 | No | No | No | checked in meter pit
KS2004510 | 988060104 | 611 FLAME WAY | PVC | Copper | No | Copper | No | 3/4" | 2004 | copper | 3/4" | 2004 | single family | Unknown | unknown | unknown | Between 1989 and 2014 | no | No | Non-Lead | Tier 5 | No | No | No | checked in meter pit
KS2004510 | 988060401 | 604 FLAME WAY | PVC | Copper | No | Copper | No | 3/4" | 2002 | copper | 3/4" | 2002 | single family | Unknown | unknown | unknown | Between 1989 and 2014 | no | No | Non-Lead | Tier 5 | No | No | No | checked in meter pit
KS2004510 | 988060801 | 608 FLAME WAY | PVC | Copper | No | Copper | No | 3/4" | 2006 | copper | 3/4" | 2006 | single family | Unknown | unknown | unknown | Between 1989 and 2014 | no | No | Non-Lead | Tier 5 | No | No | No | checked in meter pit
KS2004510 | 988061206 | 612 FLAME WAY | PVC | Copper | No | Copper | No | 3/4" | 2006 | copper | 3/4" | 2006 | single family | Unknown | unknown | unknown | Between 1989 and 2014 | no | No | Non-Lead | Tier 5 | No | No | No | checked in meter pit
KS2004510 | 988061504 | 615 FLAME WAY | PVC | Copper | No | Copper | No | 3/4" | 2004 | copper | 3/4" | 2004 | single family | Unknown | unknown | unknown | Between 1989 and 2014 | no | No | Non-Lead | Tier 5 | No | No | No | checked in meter pit
KS2004510 | 988061604 | 616 FLAME WAY | PVC | Copper | No | Copper | No | 3/4" | 2004 | copper | 3/4" | 2004 | single family | Unknown | unknown | unknown | Between 1989 and 2014 | no | No | Non-Lead | Tier 5 | No | No | No | checked in meter pit
KS2004510 | 988061904 | 619 FLAME WAY | PVC | Copper | No | Copper | No | 3/4" | 2004 | copper | 3/4" | 2004 | single family | Unknown | unknown | unknown | Between 1989 and 2014 | no | No | Non-Lead | Tier 5 | No | No | No | checked in meter pit
KS2004510 | 988062001 | 620 FLAME WAY | PVC | Copper | No | Copper | No | 3/4" | 2003 | copper | 3/4" | 2003 | single family | Unknown | unknown | unknown | Between 1989 and 2014 | no | No | Non-Lead | Tier 5 | No | No | No | checked in meter pit
KS2004510 | 988062305 | 623 FLAME WAY | PVC | Copper | No | Copper | No | 3/4" | 2004 | copper | 3/4" | 2004 | single family | Unknown | unknown | unknown | Between 1989 and 2014 | no | No | Non-Lead | Tier 5 | No | No | No | checked in meter pit
KS2004510 | 988070002 | 700 FLAME WAY | PVC | Copper | No | Copper | No | 3/4" | 2016 | copper | 3/4" | 2016 | single family | Unknown | unknown | unknown | After 2014 | no | No | Non-Lead | Tier 5 | No | No | No | checked in meter pit
KS2004510 | 988070102 | 701 FLAME WAY | PVC | Copper | No | Copper | No | 3/4" | 2016 | copper | 3/4" | 2016 | single family | Unknown | unknown | unknown | After 2014 | no | No | Non-Lead | Tier 5 | No | No | No | checked in meter pit
KS2004510 | 988070404 | 704 FLAME WAY | PVC | Copper | No | Copper | No | 3/4" | 2006 | copper | 3/4" | 2006 | single family | Unknown | unknown | unknown | Between 1989 and 2014 | no | No | Non-Lead | Tier 5 | No | No | No | checked in meter pit
KS2004510 | 988070503 | 705 FLAME WAY | PVC | Copper | No | Copper | No | 3/4" | 2005 | copper | 3/4" | 2005 | single family | Unknown | unknown | unknown | Between 1989 and 2014 | no | No | Non-Lead | Tier 5 | No | No | No | checked in meter pit
KS2004510 | 988070801 | 708 FLAME WAY | PVC | Copper | No | Copper | No | 3/4" | 2005 | copper | 3/4" | 2005 | single family | Unknown | unknown | unknown | Between 1989 and 2014 | no | No | Non-Lead | Tier 5 | No | No | No | checked in meter pit
KS2004510 | 988070904 | 709 FLAME WAY | PVC | Copper | No | Copper | No | 3/4" | 2005 | copper | 3/4" | 2005 | single family | Unknown | unknown | unknown | Between 1989 and 2014 | no | No | Non-Lead | Tier 5 | No | No | No | checked in meter pit
KS2004510 | 988071203 | 712 FLAME WAY | PVC | Copper | No | Copper | No | 3/4" | 2005 | copper | 3/4" | 2005 | single family | Unknown | unknown | unknown | Between 1989 and 2014 | no | No | Non-Lead | Tier 5 | No | No | No | checked in meter pit
KS2004510 | 988071306 | 713 FLAME WAY | PVC | Copper | No | Copper | No | 3/4" | 2005 | copper | 3/4" | 2005 | single family | Unknown | unknown | unknown | Between 1989 and 2014 | no | No | Non-Lead | Tier 5 | No | No | No | checked in meter pit
KS2004510 | 988071605 | 716 FLAME WAY | PVC | Copper | No | Copper | No | 3/4" | 2006 | copper | 3/4" | 2006 | single family | Unknown | unknown | unknown | Between 1989 and 2014 | no | No | Non-Lead | Tier 5 | No | No | No | checked in meter pit
KS2004510 | 988071701 | 717 FLAME WAY | PVC | Copper | No | Copper | No | 3/4" | 2018 | copper | 3/4" | 2018 | single family | Unknown | unknown | unknown | After 2014 | no | No | Non-Lead | Tier 5 | No | No | No | checked in meter pit
KS2004510 | 988072005 | 720 FLAME WAY | PVC | Copper | No | Copper | No | 3/4" | 2006 | Copper | 3/4" | 2006 | single family | Unknown | unknown | unknown | Between 1989 and 2014 | no | No | Non-Lead | Tier 5 | No | No | No | checked in meter pit
KS2004510 | 990030103 | 301 BLAZE BLVD | PVC | Copper | No | Copper | No | 3/4" | 2001 | Copper | 3/4" | 2001 | single family | Unknown | unknown | unknown | Between 1989 and 2014 | no | No | Non-Lead | Tier 5 | No | No | No | checked in meter pit
KS2004510 | 990030502 | 305 BLAZE BLVD | PVC | copper | No | Copper | No | 3/4" | 2015 | copper | 3/4" | 2015 | single family | Unknown | unknown | unknown | After 2014 | no | No | Non-Lead | Tier 5 | No | No | No | checked in meter pit
KS2004510 | 990030903 | 309 BLAZE BLVD | PVC | Copper | No | Copper | No | 3/4" | 2000 | copper | 3/4" | 2000 | single family | Unknown | unknown | unknown | Between 1989 and 2014 | no | No | Non-Lead | Tier 5 | No | No | No | checked in meter pit
KS2004510 | 990031001 | 310 BLAZE BLVD | PVC | Copper | No | Copper | No | 3/4" | 2006 | copper | 3/4" | 2006 | single family | Unknown | unknown | unknown | Between 1989 and 2014 | no | No | Non-Lead | Tier 5 | No | No | No | checked in meter pit
KS2004510 | 990031502 | 315 BLAZE BLVD | PVC | Copper | No | Copper | No | 3/4" | 2000 | copper | 3/4" | 2000 | single family | Unknown | unknown | unknown | Between 1989 and 2014 | no | No | Non-Lead | Tier 5 | No | No | No | checked in meter pit
KS2004510 | 990031603 | 316 BLAZE BLVD | PVC | Copper | No | Copper | No | 3/4" | 2006 | copper | 3/4" | 2006 | single family | Unknown | unknown | unknown | Between 1989 and 2014 | no | No | Non-Lead | Tier 5 | No | No | No | checked in meter pit
KS2004510 | 990032103 | 321 BLAZE BLVD | PVC | Copper | No | Copper | No | 3/4" | 2005 | copper | 3/4" | 2005 | single family | Unknown | unknown | unknown | Between 1989 and 2014 | no | No | Non-Lead | Tier 5 | No | No | No | checked in meter pit
KS2004510 | 990032202 | 322 BLAZE BLVD | PVC | Copper | No | Copper | No | 3/4" | 2004 | copper | 3/4" | 2004 | single family | Unknown | unknown | unknown | Between 1989 and 2014 | no | No | Non-Lead | Tier 5 | No | No | No | checked in meter pit
KS2004510 | 990040402 | 404 BLAZE BLVD | PVC | Copper | No | Copper | No | 3/4" | 2004 | copper | 3/4" | 2004 | single family | Unknown | unknown | unknown | Between 1989 and 2014 | no | No | Non-Lead | Tier 5 | No | No | No | checked in meter pit
KS2004510 | 990040502 | 405 BLAZE BLVD | PVC | Copper | No | Copper | No | 3/4" | 2000 | copper | 3/4" | 2000 | single family | Unknown | unknown | unknown | Between 1989 and 2014 | no | No | Non-Lead | Tier 5 | No | No | No | checked in meter pit
KS2004510 | 990040802 | 408 BLAZE BLVD | PVC | Copper | No | Copper | No | 3/4" | 2002 | copper | 3/4" | 2002 | single family | Unknown | unknown | unknown | Between 1989 and 2014 | no | No | Non-Lead | Tier 5 | No | No | No | checked in meter pit
KS2004510 | 990040904 | 409 BLAZE BLVD | PVC | Copper | No | Copper | No | 3/4" | 2000 | copper | 3/4" | 2000 | single family | Unknown | unknown | unknown | Between 1989 and 2014 | no | No | Non-Lead | Tier 5 | No | No | No | checked in meter pit
KS2004510 | 990041301 | 413 BLAZE BLVD | PVC | Copper | No | Copper | No | 3/4" | 2004 | copper | 3/4" | 2004 | single family | Unknown | Unknown | unknown | Between 1989 and 2014 | no | No | Non-Lead | Tier 5 | No | No | No | checked in meter pit
KS2004510 | 990041605 | 416 BLAZE BLVD | PVC | Copper | No | Copper | No | 3/4" | 2001 | copper | 3/4" | 2001 | single family | Unknown | Unknown | unknown | Between 1989 and 2014 | no | No | Non-Lead | Tier 5 | No | No | No | checked in meter pit
KS2004510 | 990041709 | 417 BLAZE BLVD | PVC | Copper | No | Copper | No | 3/4" | 2000 | copper | 3/4" | 2000 | single family | Unknown | Unknown | unknown | Between 1989 and 2014 | no | No | Non-Lead | Tier 5 | No | No | No | checked in meter pit
KS2004510 | 992000105 | 101 SILVER LEAF LN | PVC | Copper | No | Copper | no | 3/4" | 2007 | copper | 3/4" | 2007 | single family | unknown | Unknown | unknown | Between 1989 and 2014 | no | No | Non-Lead | Tier 5 | No | No | No | checked in meter pit
KS2004510 | 992010011 | 100 SILVER LEAF LN | PVC | Copper | No | Copper | no | 3/4" | 2007 | copper | 3/4" | 2007 | single family | unknown | Unknown | unknown | Between 1989 and 2014 | no | No | Non-Lead | Tier 5 | No | No | No | checked in meter pit
KS2004510 | 992010211 | 102 SILVER LEAF LN | PVC | Copper | No | Copper | no | 3/4" | 2007 | copper | 3/4" | 2007 | single family | unknown | Unknown | unknown | Between 1989 and 2014 | no | No | Non-Lead | Tier 5 | No | No | No | checked in meter pit
KS2004510 | 992010308 | 103 SILVER LEAF LN | PVC | Copper | No | Copper | no | 3/4" | 2007 | copper | 3/4" | 2007 | single family | unknown | Unknown | unknown | Between 1989 and 2014 | no | No | Non-Lead | Tier 5 | No | No | No | checked in meter pit
KS2004510 | 992010413 | 104 SILVER LEAF LN | PVC | Copper | No | Copper | no | 3/4" | 2007 | copper | 3/4" | 2007 | single family | unknown | Unknown | unknown | Between 1989 and 2014 | no | No | Non-Lead | Tier 5 | No | No | No | checked in meter pit
KS2004510 | 992010504 | 105 SILVER LEAF LN | PVC | Copper | No | pex | no | 3/4" | 2015 | pex | 3/4" | 2015 | single family | unknown | Unknown | unknown | After 2014 | no | No | Non-Lead | Tier 5 | No | No | No | checked in meter pit
KS2004510 | 992010617 | 106 SILVER LEAF LN | PVC | Copper | No | Copper | no | 3/4" | 2007 | copper | 3/4" | 2007 | single family | unknown | Unknown | unknown | Between 1989 and 2014 | no | No | Non-Lead | Tier 5 | No | No | No | checked in meter pit
KS2004510 | 992010707 | 107 SILVER LEAF LN | PVC | Copper | No | pex | no | 3/4" | 2015 | pex | 3/4" | 2015 | single family | unknown | Unknown | unknown | After 2014 | no | No | Non-Lead | Tier 5 | No | No | No | checked in meter pit
KS2004510 | 992010808 | 108 SILVER LEAF LN | PVC | Copper | No | Copper | no | 3/4" | 2007 | copper | 3/4" | 2007 | single family | unknown | Unknown | unknown | Between 1989 and 2014 | no | No | Non-Lead | Tier 5 | No | No | No | checked in meter pit
KS2004510 | 992010906 | 109 SILVER LEAF LN | PVC | Copper | No | pex | no | 3/4" | 2015 | pex | 3/4" | 2015 | single family | unknown | Unknown | unknown | After 2014 | no | No | Non-Lead | Tier 5 | No | No | No | checked in meter pit
KS2004510 | 992011015 | 110 SILVER LEAF LN | PVC | Copper | No | Copper | no | 3/4" | 2007 | copper | 3/4" | 2007 | single family | unknown | Unknown | unknown | Between 1989 and 2014 | no | No | Non-Lead | Tier 5 | No | No | No | checked in meter pit
KS2004510 | 992011105 | 111 SILVER LEAF LN | PVC | Copper | No | pex | no | 3/4" | 2015 | pex | 3/4" | 2015 | single family | unknown | Unknown | unknown | After 2014 | no | No | Non-Lead | Tier 5 | No | No | No | checked in meter pit
KS2004510 | 992011213 | 112 SILVER LEAF LN | PVC | Copper | No | Copper | no | 3/4" | 2004 | copper | 3/4" | 2004 | single family | unknown | Unknown | unknown | Between 1989 and 2014 | no | No | Non-Lead | Tier 5 | No | No | No | checked in meter pit
KS2004510 | 992011306 | 113 SILVER LEAF LN | PVC | Copper | No | Copper | no | 3/4" | 2004 | copper | 3/4" | 2004 | single family | unknown | Unknown | unknown | Between 1989 and 2014 | no | No | Non-Lead | Tier 5 | No | No | No | checked in meter pit
KS2004510 | 992011412 | 114 SILVER LEAF LN | PVC | Copper | No | Copper | no | 3/4" | 2004 | copper | 3/4" | 2004 | single family | unknown | Unknown | unknown | Between 1989 and 2014 | no | No | Non-Lead | Tier 5 | No | No | No | checked in meter pit
KS2004510 | 992011514 | 115 SILVER LEAF LN | PVC | Copper | No | Copper | no | 3/4" | 2004 | copper | 3/4" | 2004 | single family | unknown | Unknown | unknown | Between 1989 and 2014 | no | No | Non-Lead | Tier 5 | No | No | No | checked in meter pit
KS2004510 | 992011612 | 116 SILVER LEAF LN | PVC | Copper | No | Copper | no | 3/4" | 2004 | copper | 3/4" | 2004 | single family | unknown | Unknown | unknown | Between 1989 and 2014 | no | No | Non-Lead | Tier 5 | No | No | No | checked in meter pit
KS2004510 | 992011708 | 117 SILVER LEAF LN | PVC | Copper | No | Copper | no | 3/4" | 2004 | copper | 3/4" | 2004 | single family | unknown | Unknown | unknown | Between 1989 and 2014 | no | No | Non-Lead | Tier 5 | No | No | No | checked in meter pit
KS2004510 | 992011816 | 118 SILVER LEAF LN | PVC | Copper | No | Copper | no | 3/4" | 2004 | copper | 3/4" | 2004 | single family | unknown | Unknown | unknown | Between 1989 and 2014 | no | No | Non-Lead | Tier 5 | No | No | No | checked in meter pit
KS2004510 | 992011909 | 119 SILVER LEAF LN | PVC | Copper | No | Copper | no | 3/4" | unknown | copper | 3/4" | unknown | single family | unknown | Unknown | unknown | unknown | no | No | Non-Lead | Tier 5 | No | No | No | checked in meter pit
KS2004510 | 992012013 | 120 SILVER LEAF LN | PVC | Copper | No | Copper | no | 3/4" | 2004 | copper | 3/4" | 2004 | single family | unknown | Unknown | unknown | Between 1989 and 2014 | no | No | Non-Lead | Tier 5 | No | No | No | checked in meter pit
KS2004510 | 992012111 | 121 SILVER LEAF LN | PVC | Copper | No | Copper | no | 3/4" | 2004 | copper | 3/4" | 2004 | single family | unknown | Unknown | unknown | Between 1989 and 2014 | no | No | Non-Lead | Tier 5 | No | No | No | checked in meter pit
KS2004510 | 992012204 | 122 SILVER LEAF LN | PVC | Copper | No | Copper | no | 3/4" | 2004 | copper | 3/4" | 2004 | single family | unknown | Unknown | unknown | Between 1989 and 2014 | no | No | Non-Lead | Tier 5 | No | No | No | checked in meter pit
KS2004510 | 992012303 | 123 SILVER LEAF LN | PVC | Copper | No | Copper | no | 3/4" | 2004 | copper | 3/4" | 2004 | single family | unknown | Unknown | unknown | Between 1989 and 2014 | no | No | Non-Lead | Tier 5 | No | No | No | checked in meter pit
KS2004510 | 992012503 | 125 SILVER LEAF LN | PVC | Copper | No | Copper | no | 3/4" | 2007 | copper | 3/4" | 2007 | single family | unknown | Unknown | unknown | Between 1989 and 2014 | no | No | Non-Lead | Tier 5 | No | No | No | checked in meter pit
KS2004510 | 992012714 | 127 SILVER LEAF LN | PVC | Copper | No | Copper | no | 3/4" | 2007 | copper | 3/4" | 2007 | single family | unknown | Unknown | unknown | Between 1989 and 2014 | no | No | Non-Lead | Tier 5 | No | No | No | checked in meter pit
KS2004510 | 992020000 | 200 SILVER LEAF LN | PVC | Copper | No | Copper | no | 3/4" | 2000 | copper | 3/4" | 2000 | single family | unknown | Unknown | unknown | Between 1989 and 2014 | no | No | Non-Lead | Tier 5 | No | No | No | checked in meter pit
KS2004510 | 992020107 | 201 SILVER LEAF LN | PVC | Copper | No | Copper | no | 3/4" | 2006 | copper | 3/4" | 2006 | single family | unknown | Unknown | unknown | Between 1989 and 2014 | no | No | Non-Lead | Tier 5 | No | No | No | checked in meter pit
KS2004510 | 992020301 | 203 SILVER LEAF LN | PVC | Copper | No | Copper | no | 3/4" | 2007 | copper | 3/4" | 2007 | single family | unknown | Unknown | unknown | Between 1989 and 2014 | no | No | Non-Lead | Tier 5 | No | No | No | checked in meter pit
KS2004510 | 992020403 | 204 SILVER LEAF LN | PVC | Copper | No | Copper | no | 3/4" | 2004 | copper | 3/4" | 2004 | single family | unknown | Unknown | unknown | Between 1989 and 2014 | no | No | Non-Lead | Tier 5 | No | No | No | checked in meter pit
KS2004510 | 992020501 | 205 SILVER LEAF LN | PVC | Copper | No | Copper | no | 3/4" | 2004 | copper | 3/4" | 2004 | single family | unknown | Unknown | unknown | Between 1989 and 2014 | no | No | Non-Lead | Tier 5 | No | No | No | checked in meter pit
KS2004510 | 992020603 | 206 SILVER LEAF LN | PVC | Copper | No | Copper | no | 3/4" | 2004 | copper | 3/4" | 2004 | single family | unknown | Unknown | unknown | Between 1989 and 2014 | no | No | Non-Lead | Tier 5 | No | No | No | checked in meter pit
KS2004510 | 992020702 | 207 SILVER LEAF LN | PVC | Copper | No | Copper | no | 3/4" | 2004 | copper | 3/4" | 2004 | single family | unknown | Unknown | unknown | Between 1989 and 2014 | no | No | Non-Lead | Tier 5 | No | No | No | checked in meter pit
KS2004510 | 992020802 | 208 SILVER LEAF LN | PVC | Copper | No | Copper | no | 3/4" | unknown | copper | 3/4" | unknown | single family | unknown | Unknown | unknown | unknown | no | No | Non-Lead | Tier 5 | No | No | No | checked in meter pit
KS2004510 | 992020901 | 209 SILVER LEAF LN | PVC | Copper | No | Copper | no | 3/4" | 2001 | copper | 3/4" | 2001 | single family | unknown | Unknown | unknown | Between 1989 and 2014 | no | No | Non-Lead | Tier 5 | No | No | No | checked in meter pit
KS2004510 | 992021002 | 210 SILVER LEAF LN | PVC | Copper | No | Copper | no | 3/4" | unknown | copper | 3/4" | unknown | single family | unknown | Unknown | unknown | unknown | no | No | Non-Lead | Tier 5 | No | No | No | checked in meter pit
KS2004510 | 992021104 | 211 SILVER LEAF LN | PVC | Copper | No | Copper | no | 3/4" | 2001 | copper | 3/4" | 2001 | single family | unknown | Unknown | unknown | Between 1989 and 2014 | no | No | Non-Lead | Tier 5 | No | No | No | checked in meter pit
KS2004510 | 992021202 | 212 SILVER LEAF LN | PVC | Copper | No | Copper | no | 3/4" | 2005 | copper | 3/4" | 2005 | single family | unknown | Unknown | unknown | Between 1989 and 2014 | no | No | Non-Lead | Tier 5 | No | No | No | checked in meter pit
KS2004510 | 992021301 | 213 SILVER LEAF LN | PVC | Copper | No | Copper | no | 3/4" | 2002 | copper | 3/4" | 2002 | single family | unknown | Unknown | unknown | Between 1989 and 2014 | no | No | Non-Lead | Tier 5 | No | No | No | checked in meter pit
KS2004510 | 992021401 | 214 SILVER LEAF LN | PVC | Copper | No | Copper | no | 3/4" | 2005 | copper | 3/4" | 2005 | single family | unknown | Unknown | unknown | Between 1989 and 2014 | no | No | Non-Lead | Tier 5 | No | No | No | checked in meter pit
KS2004510 | 992021503 | 215 SILVER LEAF LN | PVC | Copper | No | Copper | no | 3/4" | 2002 | copper | 3/4" | 2002 | single family | unknown | Unknown | unknown | Between 1989 and 2014 | no | No | Non-Lead | Tier 5 | No | No | No | checked in meter pit
KS2004510 | 992030302 | 303 SILVER LEAF LN | PVC | Copper | No | Copper | no | 3/4" | 2005 | copper | 3/4" | 2005 | single family | unknown | Unknown | unknown | Between 1989 and 2014 | no | No | Non-Lead | Tier 5 | No | No | No | checked in meter pit
KS2004510 | 992030501 | 305 SILVER LEAF LN | PVC | Copper | No | Copper | no | 3/4" | 2005 | copper | 3/4" | 2005 | single family | unknown | Unknown | unknown | Between 1989 and 2014 | no | No | Non-Lead | Tier 5 | No | No | No | checked in meter pit
KS2004510 | 992030606 | 306 SILVER LEAF LN | PVC | Copper | No | Copper | no | 3/4" | 2000 | copper | 3/4" | 2000 | single family | unknown | Unknown | unknown | Between 1989 and 2014 | no | No | Non-Lead | Tier 5 | No | No | No | checked in meter pit
KS2004510 | 992030706 | 307 SILVER LEAF LN | PVC | Copper | No | Copper | no | 3/4" | 2000 | copper | 3/4" | 2000 | single family | unknown | Unknown | unknown | Between 1989 and 2014 | no | No | Non-Lead | Tier 5 | No | No | No | checked in meter pit
KS2004510 | 992030805 | 308 SILVER LEAF LN | PVC | Copper | No | Copper | no | 3/4" | 2000 | copper | 3/4" | 2000 | single family | unknown | Unknown | unknown | Between 1989 and 2014 | no | No | Non-Lead | Tier 5 | No | No | No | checked in meter pit
KS2004510 | 992030904 | 309 SILVER LEAF LN | PVC | Copper | No | Copper | no | 3/4" | 2000 | copper | 3/4" | 2000 | single family | unknown | Unknown | unknown | Between 1989 and 2014 | no | No | Non-Lead | Tier 5 | No | No | No | checked in meter pit
KS2004510 | 992031104 | 311 SILVER LEAF LN | PVC | Copper | No | Copper | no | 3/4" | 2000 | copper | 3/4" | 2000 | single family | unknown | Unknown | unknown | Between 1989 and 2014 | no | No | Non-Lead | Tier 5 | No | No | No | checked in meter pit
KS2004510 | 992031307 | 313 SILVER LEAF LN | PVC | Copper | No | Copper | no | 3/4" | 2000 | copper | 3/4" | 2000 | single family | unknown | Unknown | unknown | Between 1989 and 2014 | no | No | Non-Lead | Tier 5 | No | No | No | checked in meter pit
KS2004510 | 994090702 | 907 JASARA CIR | PVC | Copper | No | Copper | no | 3/4" | 2003 | copper | 3/4" | 2003 | single family | unknown | Unknown | unknown | Between 1989 and 2014 | no | No | Non-Lead | Tier 5 | No | No | No | checked in meter pit
KS2004510 | 994090805 | 908 JASARA CIR | PVC | Copper | No | Copper | no | 3/4" | 2004 | copper | 3/4" | 2004 | single family | unknown | Unknown | unknown | Between 1989 and 2014 | no | No | Non-Lead | Tier 5 | No | No | No | checked in meter pit
KS2004510 | 994091103 | 911 JASARA CIR | PVC | Copper | No | Copper | no | 3/4" | 2002 | copper | 3/4" | 2002 | single family | unknown | Unknown | unknown | Between 1989 and 2014 | no | No | Non-Lead | Tier 5 | No | No | No | checked in meter pit
KS2004510 | 994091202 | 912 JASARA CIR | PVC | Copper | No | Copper | no | 3/4" | 2003 | copper | 3/4" | 2003 | single family | unknown | Unknown | unknown | Between 1989 and 2014 | no | No | Non-Lead | Tier 5 | No | No | No | checked in meter pit
KS2004510 | 994091501 | 915 JASARA CIR | PVC | Copper | No | Copper | no | 3/4" | 2004 | copper | 3/4" | 2004 | single family | unknown | Unknown | unknown | Between 1989 and 2014 | no | No | Non-Lead | Tier 5 | No | No | No | checked in meter pit
KS2004510 | 994091603 | 916 JASARA CIR | PVC | Copper | No | Copper | no | 3/4" | 2003 | copper | 3/4" | 2003 | single family | unknown | Unknown | unknown | Between 1989 and 2014 | no | No | Non-Lead | Tier 5 | No | No | No | checked in meter pit
KS2004510 | 994091906 | 919 JASARA CIR | PVC | Copper | No | Copper | no | 3/4" | 2002 | copper | 3/4" | 2002 | single family | unknown | Unknown | unknown | Between 1989 and 2014 | no | No | Non-Lead | Tier 5 | No | No | No | checked in meter pit
KS2004510 | 994092003 | 920 JASARA CIR | PVC | Copper | No | Copper | no | 3/4" | 2003 | copper | 3/4" | 2003 | single family | unknown | Unknown | unknown | Between 1989 and 2014 | no | No | Non-Lead | Tier 5 | No | No | No | checked in meter pit
KS2004510 | 994092304 | 923 JASARA CIR | PVC | Copper | No | Copper | no | 3/4" | 2002 | copper | 3/4" | 2002 | single family | unknown | Unknown | unknown | Between 1989 and 2014 | no | No | Non-Lead | Tier 5 | No | No | No | checked in meter pit
KS2004510 | 994092402 | 924 JASARA CIR | PVC | Copper | No | Copper | no | 3/4" | 2002 | copper | 3/4" | 2002 | single family | unknown | Unknown | unknown | Between 1989 and 2014 | no | No | Non-Lead | Tier 5 | No | No | No | checked in meter pit
KS2004510 | 994092603 | 926 JASARA CIR | PVC | Copper | No | Copper | no | 3/4" | 2004 | copper | 3/4" | 2004 | single family | unknown | Unknown | unknown | Between 1989 and 2014 | no | No | Non-Lead | Tier 5 | No | No | No | checked in meter pit
KS2004510 | 994092701 | 927 JASARA CIR | PVC | Copper | No | Copper | no | 3/4" | unknown | copper | 3/4" | unknown | single family | unknown | Unknown | unknown | unknown | no | No | Non-Lead | Tier 5 | No | No | No | checked in meter pit
KS2004510 | 995100202 | 1002 LISA CT | PVC | Copper | No | Copper | no | 3/4" | 2001 | copper | 3/4" | 2001 | single family | unknown | Unknown | unknown | Between 1989 and 2014 | no | No | Non-Lead | Tier 5 | No | No | No | checked in meter pit
KS2004510 | 995100303 | 1003 LISA CT | PVC | Copper | No | Copper | no | 3/4" | 2001 | copper | 3/4" | 2001 | single family | unknown | Unknown | unknown | Between 1989 and 2014 | no | No | Non-Lead | Tier 5 | No | No | No | checked in meter pit
KS2004510 | 995100401 | 1004 LISA CT | PVC | Copper | No | Copper | no | 3/4" | 2001 | copper | 3/4" | 2001 | single family | unknown | Unknown | unknown | Between 1989 and 2014 | no | No | Non-Lead | Tier 5 | No | No | No | checked in meter pit
KS2004510 | 995100505 | 1005 LISA CT | PVC | Copper | No | Copper | no | 3/4" | 2001 | copper | 3/4" | 2001 | single family | unknown | Unknown | unknown | Between 1989 and 2014 | no | No | Non-Lead | Tier 5 | No | No | No | checked in meter pit
KS2004510 | 999060207 | 602 PARKSIDE CT | PVC | Copper | No | pex | no | 3/4" | 2003 | pex | 3/4" | 2003 | single family | unknown | Unknown | unknown | Between 1989 and 2014 | no | No | Non-Lead | Tier 5 | No | No | No | checked in meter pit
KS2004510 | 999060301 | 603 PARKSIDE CT | PVC | Copper | No | pex | no | 3/4" | 2006 | pex | 3/4" | 2006 | single family | unknown | Unknown | unknown | Between 1989 and 2014 | no | No | Non-Lead | Tier 5 | No | No | No | checked in meter pit
KS2004510 | 999060405 | 604 PARKSIDE CT | PVC | Copper | No | pex | no | 3/4" | 2004 | pex | 3/4" | 2004 | single family | unknown | Unknown | unknown | Between 1989 and 2014 | no | No | Non-Lead | Tier 5 | No | No | No | checked in meter pit
KS2004510 | 999060503 | 605 PARKSIDE CT | PVC | Copper | No | pex | no | 3/4" | 2004 | pex | 3/4" | 2004 | single family | unknown | Unknown | unknown | Between 1989 and 2014 | no | No | Non-Lead | Tier 5 | No | No | No | checked in meter pit
KS2004510 | 999060602 | 606 PARKSIDE CT | PVC | Copper | No | pex | no | 3/4" | 2006 | pex | 3/4" | 2006 | single family | unknown | Unknown | unknown | Between 1989 and 2014 | no | No | Non-Lead | Tier 5 | No | No | No | checked in meter pit
KS2004510 | 999060703 | 607 PARKSIDE CT | PVC | Copper | No | pex | no | 3/4" | 2004 | pex | 3/4" | 2004 | single family | unknown | Unknown | unknown | Between 1989 and 2014 | no | No | Non-Lead | Tier 5 | No | No | No | checked in meter pit
KS2004510 | 730031004 | 310 AMES ST | PVC | Polyethylene | No | pex | no | 3/4" | 2002 | copper | 3/4" | 2002 | single family | unknown | Unknown | unknown | Between 1989 and 2014 | no | No | Non-Lead | Tier 5 | No | No | No | checked in meter pit
KS2004510 | 730031801 | 318 AMES ST | DIP | Copper | No | copper | no | 1" | unknown | copper | 1 1/4" | unknown | single family | unknown | Unknown | unknown | unknown | no | No | Non-Lead | Tier 5 | No | No | No | checked in meter pit
KS2004510 | 730040200 | 402 AMES ST | PVC | Copper | No | pex | no | 3/4" | 2001 | pex | 3/4" | 2001 | single family | unknown | Unknown | unknown | Between 1989 and 2014 | no | No | Non-Lead | Tier 5 | No | No | No | checked in meter pit
KS2004510 | 730040602 | 406 AMES ST | PVC | Copper | No | Copper | no | 1" | unknown | copper | 1" | unknown | single family | unknown | Unknown | unknown | unknown | no | No | Non-Lead | Tier 5 | No | No | No | checked in meter pit
KS2004510 | 730041600 | 416 AMES ST | PVC | Copper | No | Copper | no | 1" | unknown | copper | 1" | unknown | single family | unknown | Unknown | unknown | unknown | no | No | Non-Lead | Tier 5 | No | No | No | checked in meter pit
KS2004510 | 730050202 | 502 AMES ST | PVC | Polyethylene | No | pvc | no | 2" | 2000 | pvc | 2" | 2000 | Building | unknown | Unknown | unknown | Between 1989 and 2014 | no | No | Non-Lead | Tier 5 | No | No | No | checked in meter pit
KS2004510 | 730050400 | 504 AMES ST | PVC | Copper | No | pex | no | 3/4" | 2002 | copper | 3/4" | 2002 | Building | unknown | Unknown | unknown | Between 1989 and 2014 | no | No | Non-Lead | Tier 5 | No | No | No | checked in meter pit
KS2004510 | 730051100 | 511 AMES ST | PVC | Copper | No | pex | no | 2" | 2021 | pex | 2" | 2021 | Building | unknown | Unknown | unknown | After 2014 | no | No | Non-Lead | Tier 5 | No | No | No | checked in meter pit
KS2004510 | 730051606 | 516 AMES ST | PVC | Copper | No | pex | no | 1" | 2002 | pvc | 1" | 2002 | Building | unknown | Unknown | unknown | Between 1989 and 2014 | no | No | Non-Lead | Tier 5 | No | No | No | checked in meter pit
KS2004510 | 730052203 | 522 AMES ST | PVC | Copper | No | copper | no | 2" | 2002 | copper | 2" | 2002 | Building | unknown | Unknown | unknown | Between 1989 and 2014 | no | No | Non-Lead | Tier 5 | No | No | No | checked in meter pit
KS2004510 | 730052203 | 522 AMES ST | PVC | Copper | No | copper | no | 2" | 2012 | copper | 1 1/4" | 2012 | Building | unknown | Unknown | unknown | Between 1989 and 2014 | no | No | Non-Lead | Tier 5 | No | No | No | checked in meter pit
KS2004510 | 760021202 | 212 KIBBEE ST | PVC | Polyethylene | No | pex | no | 3/4" | 2002 | copper | 1" | 2002 | Building | unknown | Unknown | unknown | Between 1989 and 2014 | no | No | Non-Lead | Tier 5 | No | No | No | checked in meter pit
KS2004510 | 760031300 | 313 KIBBEE ST | PVC | Copper | No | pex | no | 1" | 2002 | pex | 1" | 2002 | single family | unknown | Unknown | unknown | Between 1989 and 2014 | no | No | Non-Lead | Tier 5 | No | No | No | checked in meter pit
KS2004510 | 760031500 | 315 KIBBEE ST | PVC | Copper | No | pex | no | 1" | 2002 | pex | 1" | 2002 | Multi-Family | unknown | Unknown | unknown | Between 1989 and 2014 | no | No | Non-Lead | Tier 5 | No | No | No | checked in meter pit
KS2004510 | 760031715 | 317 KIBBEE ST | PVC | Copper | No | pex | no | 1" | 2017 | pex | 1" | 2017 | Multi-Family | unknown | Unknown | unknown | After 2014 | no | No | Non-Lead | Tier 5 | No | No | No | checked in meter pit
KS2004510 | 760031913 | 319 KIBBEE ST | PVC | Copper | No | pex | no | 1" | 2017 | pex | 1" | 2017 | Multi-Family | unknown | Unknown | unknown | After 2014 | no | No | Non-Lead | Tier 5 | No | No | No | checked in meter pit
KS2004510 | 761051207 | 512 QUAYLE ST | DIP | Polyethylene | No | pex | no | 3/4" | 2002 | pex | 3/4" | 2002 | single family | unknown | Unknown | unknown | Between 1989 and 2014 | no | No | Non-Lead | Tier 5 | No | No | No | checked in meter pit
KS2004510 | 761061801 | 618 QUAYLE ST | DIP | Copper | No | Copper | no | 3/4" | 2002 | copper | 3/4" | 2002 | Building | unknown | Unknown | unknown | unknown | no | No | Non-Lead | Tier 5 | No | No | No | checked in meter pit
KS2004510 | 765011400 | 114 WESLEY ST | DIP | Polyethylene | No | pex | no | 3/4" | 2002 | copper | 3/4" | 2002 | single family | unknown | Unknown | unknown | Between 1989 and 2014 | no | No | Non-Lead | Tier 5 | No | No | No | checked in meter pit
KS2004510 | 765011703 | 117 WESLEY ST | DIP | Copper | No | pex | no | 3/4" | 2017 | pex | 3/4" | 2017 | single family | unknown | Unknown | unknown | After 2014 | no | No | Non-Lead | Tier 5 | No | No | No | checked in meter pit
KS2004510 | 765011802 | 118 WESLEY ST | DIP | Copper | No | copper | no | 3/4" | 2002 | pvc | 3/4" | 2002 | single family | unknown | Unknown | unknown | Between 1989 and 2014 | no | No | Non-Lead | Tier 5 | No | No | No | checked in meter pit
KS2004510 | 765020306 | 203 WESLEY ST | DIP | Copper | No | pex | no | 3/4" | 2002 | pex | 3/4" | 2002 | single family | unknown | Unknown | unknown | Between 1989 and 2014 | no | No | Non-Lead | Tier 5 | No | No | No | checked in meter pit
KS2004510 | 765020500 | 205 WESLEY ST | DIP | Copper | No | pex | no | 3/4" | 2005 | copper | 3/4" | 2005 | single family | unknown | Unknown | unknown | Between 1989 and 2014 | no | No | Non-Lead | Tier 5 | No | No | No | checked in meter pit
KS2004510 | 766011109 | 111 EISENHOWER RD | cip | Copper | No | copper | no | 1" | 2001 | copper | 3/4" | 2001 | single family | unknown | Unknown | unknown | Between 1989 and 2014 | no | No | Non-Lead | Tier 5 | No | No | No | checked in meter pit
KS2004510 | 766011318 | 113 EISENHOWER RD | cip | Copper | No | copper | no | 1" | 2001 | copper | 3/4" | 2001 | single family | unknown | Unknown | unknown | Between 1989 and 2014 | no | No | Non-Lead | Tier 5 | No | No | No | checked in meter pit
KS2004510 | 766011514 | 115 EISENHOWER RD | CIP | Copper | No | copper | no | 1" | 2001 | copper | 3/4" | 2001 | single family | unknown | Unknown | unknown | Between 1989 and 2014 | no | No | Non-Lead | Tier 5 | No | No | No | checked in meter pit
KS2004510 | 766011710 | 117 EISENHOWER RD | cip | Copper | No | copper | no | 1" | 2001 | copper | 3/4" | 2001 | single family | unknown | Unknown | unknown | Between 1989 and 2014 | no | No | Non-Lead | Tier 5 | No | No | No | checked in meter pit
KS2004510 | 766012109 | 121 EISENHOWER RD | cip | Polyethylene | No | pex | no | 3/4" | 2002 | pex | 3/4" | 2002 | single family | unknown | Unknown | unknown | Between 1989 and 2014 | no | No | Non-Lead | Tier 5 | No | No | No | checked in meter pit
KS2004510 | 766020603 | 206 EISENHOWER RD | cip | Copper | No | copper | no | 3/4" | 2002 | copper | 3/4" | 2002 | single family | unknown | Unknown | unknown | Between 1989 and 2014 | no | No | Non-Lead | Tier 5 | No | No | No | checked in meter pit
KS2004510 | 766021711 | 208 EISENHOWER RD | cip | Copper | No | copper | no | 3/4" | 2002 | copper | 3/4" | 2002 | single family | unknown | Unknown | unknown | Between 1989 and 2014 | no | No | Non-Lead | Tier 5 | No | No | No | checked in meter pit
KS2004510 | 766022303 | 210 EISENHOWER RD | cip | Copper | No | copper | no | 3/4" | 2002 | copper | 3/4" | 2002 | single family | unknown | Unknown | unknown | Between 1989 and 2014 | no | No | Non-Lead | Tier 5 | No | No | No | checked in meter pit
KS2004510 | 766030016 | 300 EISENHOWER RD | PVC | Copper | No | pex | no | 3/4" | 2002 | copper | 3/4" | 2002 | single family | unknown | Unknown | unknown | Between 1989 and 2014 | no | No | Non-Lead | Tier 5 | No | No | No | checked in meter pit
KS2004510 | 766030216 | 302 EISENHOWER RD | PVC | Polyethylene | No | pex | no | 1" | 1995 | pex | 3/4" | 1995 | single family | unknown | Unknown | unknown | Between 1989 and 2014 | no | No | Non-Lead | Tier 5 | No | No | No | checked in meter pit
KS2004510 | 766030415 | 304 EISENHOWER RD | PVC | Polyethylene | No | pex | no | 1" | 2002 | pex | 3/4" | 2002 | single family | unknown | Unknown | unknown | Between 1989 and 2014 | no | No | Non-Lead | Tier 5 | No | No | No | checked in meter pit
KS2004510 | 766030619 | 306 EISENHOWER RD | PVC | Polyethylene | No | pex | no | 3/4" | 2002 | pex | 3/4" | 2002 | single family | unknown | Unknown | unknown | Between 1989 and 2014 | no | No | Non-Lead | Tier 5 | No | No | No | checked in meter pit
KS2004510 | 766030823 | 308 EISENHOWER RD | PVC | Polyethylene | No | pex | no | 3/4" | 2002 | pex | 3/4" | 2002 | single family | unknown | Unknown | unknown | Between 1989 and 2014 | no | No | Non-Lead | Tier 5 | No | No | No | checked in meter pit
KS2004510 | 766031018 | 310 EISENHOWER RD | PVC | Copper | No | pex | no | 3/4" | 2002 | copper | 3/4" | 2002 | single family | unknown | Unknown | unknown | Between 1989 and 2014 | no | No | Non-Lead | Tier 5 | No | No | No | checked in meter pit
KS2004510 | 766031217 | 312 EISENHOWER RD | PVC | Copper | No | pex | no | 3/4" | 1998 | copper | 3/4" | 1998 | single family | unknown | Unknown | unknown | Between 1989 and 2014 | no | No | Non-Lead | Tier 5 | No | No | No | checked in meter pit
KS2004510 | 766031416 | 314 EISENHOWER RD | PVC | Copper | No | pex | no | 3/4" | 1998 | copper | 3/4" | 1998 | single family | unknown | Unknown | unknown | Between 1989 and 2014 | no | No | Non-Lead | Tier 5 | No | No | No | checked in meter pit
KS2004510 | 766031903 | 319 EISENHOWER RD | PVC | Copper | No | pex | no | 3/4" | 2002 | pvc | 1" | 2002 | single family | unknown | Unknown | unknown | Between 1989 and 2014 | no | No | Non-Lead | Tier 5 | No | No | No | checked in meter pit
KS2004510 | 766040211 | 402 EISENHOWER RD | PVC | Copper | No | copper | no | 1" | 2000 | copper | 3/4" | 2000 | single family | unknown | Unknown | unknown | Between 1989 and 2014 | no | No | Non-Lead | Tier 5 | No | No | No | checked in meter pit
KS2004510 | 766040428 | 404 EISENHOWER RD | PVC | Copper | No | copper | no | 1" | 2000 | copper | 3/4" | 2000 | single family | unknown | Unknown | unknown | Between 1989 and 2014 | no | No | Non-Lead | Tier 5 | No | No | No | checked in meter pit
KS2004510 | 766040618 | 406 EISENHOWER RD | PVC | Copper | No | copper | no | 1" | 2000 | copper | 3/4" | 2000 | single family | unknown | Unknown | unknown | Between 1989 and 2014 | no | No | Non-Lead | Tier 5 | No | No | No | checked in meter pit
KS2004510 | 766040819 | 408 EISENHOWER RD | PVC | Copper | No | copper | no | 1" | 2000 | copper | 3/4" | 2000 | single family | unknown | Unknown | unknown | Between 1989 and 2014 | no | No | Non-Lead | Tier 5 | No | No | No | checked in meter pit
KS2004510 | 766041009 | 410 EISENHOWER RD | PVC | Copper | No | copper | no | 1" | 2000 | copper | 3/4" | 2000 | single family | unknown | Unknown | unknown | Between 1989 and 2014 | no | No | Non-Lead | Tier 5 | No | No | No | checked in meter pit
KS2004510 | 766041210 | 412 EISENHOWER RD | PVC | Copper | No | copper | no | 1" | 2000 | copper | 3/4" | 2000 | single family | unknown | Unknown | unknown | Between 1989 and 2014 | no | No | Non-Lead | Tier 5 | No | No | No | checked in meter pit
KS2004510 | 766041417 | 414 EISENHOWER RD | PVC | Copper | No | copper | no | 1" | 2000 | copper | 3/4" | 2000 | single family | unknown | Unknown | unknown | Between 1989 and 2014 | no | No | Non-Lead | Tier 5 | No | No | No | checked in meter pit
KS2004510 | 766041619 | 416 EISENHOWER RD | PVC | Copper | No | copper | no | 1" | 2000 | copper | 3/4" | 2000 | single family | unknown | Unknown | unknown | Between 1989 and 2014 | no | No | Non-Lead | Tier 5 | No | No | No | checked in meter pit
KS2004510 | 766041821 | 418 EISENHOWER RD | PVC | Copper | No | copper | no | 1" | 2000 | copper | 3/4" | 2000 | single family | unknown | Unknown | unknown | Between 1989 and 2014 | no | No | Non-Lead | Tier 5 | No | No | No | checked in meter pit
KS2004510 | 766042019 | 420 EISENHOWER RD | PVC | Copper | No | copper | no | 1" | 2000 | copper | 3/4" | 2000 | single family | unknown | Unknown | unknown | Between 1989 and 2014 | no | No | Non-Lead | Tier 5 | No | No | No | checked in meter pit
KS2004510 | 766042220 | 422 EISENHOWER RD | PVC | Copper | No | copper | no | 1" | 2000 | copper | 3/4" | 2000 | single family | unknown | Unknown | unknown | Between 1989 and 2014 | no | No | Non-Lead | Tier 5 | No | No | No | checked in meter pit
KS2004510 | 766042419 | 424 EISENHOWER RD | PVC | Copper | No | copper | no | 3/4" | 2000 | copper | 3/4" | 2000 | single family | unknown | Unknown | unknown | Between 1989 and 2014 | no | No | Non-Lead | Tier 5 | No | No | No | checked in meter pit
KS2004510 | 766050000 | 501 EISENHOWER RD | PVC | Copper | No | copper | no | 2" | 2009 | copper | 2" | 2009 | other | unknown | Unknown | unknown | Between 1989 and 2014 | no | No | Non-Lead | Tier 5 | No | No | No | checked in meter pit
KS2004510 | 766050000 | 501 EISENHOWER RD | PVC | Copper | No | copper | no | 3/4" | 2006 | copper | 3/4" | 2006 | other | unknown | Unknown | unknown | Between 1989 and 2014 | no | No | Non-Lead | Tier 5 | No | No | No | checked in meter pit
KS2004510 | 766050200 | 502 EISENHOWER RD | PVC | Polyethylene | No | pex | no | 3/4" | unknown | copper | 3/4" | unknown | single family | unknown | Unknown | unknown | unknown | no | No | Non-Lead | Tier 5 | No | No | No | checked in meter pit
KS2004510 | 766070100 | 701 EISENHOWER RD WA MTR | PVC | Polyethylene | No | pvc | no | 2" | 2002 | pvc | 2" | 2002 | other | unknown | Unknown | unknown | Between 1989 and 2014 | no | No | Non-Lead | Tier 5 | No | No | No | checked in meter pit
KS2004510 | 767020100 | 217 WASHINGTON ST | PVC | Polyethylene | No | pvc | no | 2" | 1995 | copper | 2" | 1995 | Multi-Family | unknown | Unknown | unknown | Between 1989 and 2014 | no | No | Non-Lead | Tier 5 | No | No | No | checked in meter pit
KS2004510 | 767022700 | 219 WASHINGTON ST | PVC | Polyethylene | No | pvc | no | 2" | 1995 | copper | 2" | 1995 | Multi-Family | unknown | Unknown | unknown | Between 1989 and 2014 | no | No | Non-Lead | Tier 5 | No | No | No | checked in meter pit
KS2004510 | 767030116 | 301 WASHINGTON ST | PVC | Copper | No | copper | no | 1" | 1996 | copper | 3/4" | 1996 | single family | unknown | Unknown | unknown | Between 1989 and 2014 | no | No | Non-Lead | Tier 5 | No | No | No | checked in meter pit
KS2004510 | 767030200 | 302 WASHINGTON ST | PVC | Polyethylene | No | pex | no | 3/4" | 1996 | pvc | 1" | 1996 | single family | unknown | Unknown | unknown | Between 1989 and 2014 | no | No | Non-Lead | Tier 5 | No | No | No | checked in meter pit
KS2004510 | 767030312 | 303 WASHINGTON ST | PVC | Copper | No | copper | no | 1" | 1996 | copper | 3/4" | 1996 | single family | unknown | Unknown | unknown | Between 1989 and 2014 | no | No | Non-Lead | Tier 5 | No | No | No | checked in meter pit
KS2004510 | 767030508 | 305 WASHINGTON ST | PVC | Copper | No | copper | no | 1" | 1996 | copper | 3/4" | 1996 | single family | unknown | Unknown | unknown | Between 1989 and 2014 | no | No | Non-Lead | Tier 5 | No | No | No | checked in meter pit
KS2004510 | 767030713 | 307 WASHINGTON ST | PVC | Copper | No | copper | no | 1" | 1996 | copper | 3/4" | 1996 | single family | unknown | Unknown | unknown | Between 1989 and 2014 | no | No | Non-Lead | Tier 5 | No | No | No | checked in meter pit
KS2004510 | 767030915 | 309 WASHINGTON ST | PVC | Copper | No | copper | no | 1" | 1996 | copper | 3/4" | 1996 | single family | unknown | Unknown | unknown | Between 1989 and 2014 | no | No | Non-Lead | Tier 5 | No | No | No | checked in meter pit
KS2004510 | 767031117 | 311 WASHINGTON ST | PVC | Copper | No | copper | no | 1" | 1998 | copper | 3/4" | 1998 | single family | unknown | Unknown | unknown | Between 1989 and 2014 | no | No | Non-Lead | Tier 5 | No | No | No | checked in meter pit
KS2004510 | 767031318 | 313 WASHINGTON ST | PVC | Copper | No | copper | no | 1" | 1998 | copper | 3/4" | 1998 | single family | unknown | Unknown | unknown | Between 1989 and 2014 | no | No | Non-Lead | Tier 5 | No | No | No | checked in meter pit
KS2004510 | 767031509 | 315 WASHINGTON ST | PVC | Copper | No | copper | no | 1" | 1995 | copper | 3/4" | 1995 | single family | unknown | Unknown | unknown | Between 1989 and 2014 | no | No | Non-Lead | Tier 5 | No | No | No | checked in meter pit
KS2004510 | 767031902 | 319 WASHINGTON ST | PVC | Copper | No | copper | no | 1" | 1996 | copper | 3/4" | 1996 | single family | unknown | Unknown | unknown | Between 1989 and 2014 | no | No | Non-Lead | Tier 5 | No | No | No | checked in meter pit
KS2004510 | 767032321 | 323 WASHINGTON ST | PVC | Copper | No | copper | no | 3/4" | 1996 | pvc | 1" | 1996 | single family | unknown | Unknown | unknown | Between 1989 and 2014 | no | No | Non-Lead | Tier 5 | No | No | No | checked in meter pit
KS2004510 | 767032523 | 325 WASHINGTON ST | PVC | Copper | No | copper | no | 3/4" | 2003 | copper | 3/4" | 2003 | single family | unknown | Unknown | unknown | Between 1989 and 2014 | no | No | Non-Lead | Tier 5 | No | No | No | checked in meter pit
KS2004510 | 767040106 | 401 WASHINGTON ST | PVC | Copper | No | copper | no | 3/4" | 2003 | copper | 3/4" | 2003 | single family | unknown | Unknown | unknown | Between 1989 and 2014 | no | No | Non-Lead | Tier 5 | No | No | No | checked in meter pit
KS2004510 | 767040308 | 403 WASHINGTON ST | PVC | Copper | No | copper | no | 3/4" | 2003 | copper | 3/4" | 2003 | single family | unknown | Unknown | unknown | Between 1989 and 2014 | no | No | Non-Lead | Tier 5 | No | No | No | checked in meter pit
KS2004510 | 767040512 | 405 WASHINGTON ST | PVC | Copper | No | copper | no | 3/4" | 2003 | copper | 3/4" | 2003 | single family | unknown | Unknown | unknown | Between 1989 and 2014 | no | No | Non-Lead | Tier 5 | No | No | No | checked in meter pit
KS2004510 | 767040717 | 407 WASHINGTON ST | PVC | Copper | No | copper | no | 3/4" | 2003 | copper | 3/4" | 2003 | single family | unknown | Unknown | unknown | Between 1989 and 2014 | no | No | Non-Lead | Tier 5 | No | No | No | checked in meter pit
KS2004510 | 767040912 | 409 WASHINGTON ST | PVC | Copper | No | copper | no | 3/4" | 2003 | copper | 3/4" | 2003 | single family | unknown | Unknown | unknown | Between 1989 and 2014 | no | No | Non-Lead | Tier 5 | No | No | No | checked in meter pit
KS2004510 | 767041112 | 411 WASHINGTON ST | PVC | Copper | No | copper | no | 3/4" | 2003 | copper | 3/4" | 2003 | single family | unknown | Unknown | unknown | Between 1989 and 2014 | no | No | Non-Lead | Tier 5 | No | No | No | checked in meter pit
KS2004510 | 767041308 | 413 WASHINGTON ST | PVC | Copper | No | copper | no | 3/4" | 2002 | copper | 3/4" | 2002 | single family | unknown | Unknown | unknown | Between 1989 and 2014 | no | No | Non-Lead | Tier 5 | No | No | No | checked in meter pit
KS2004510 | 767041516 | 415 WASHINGTON ST | PVC | Copper | No | copper | no | 3/4" | 2002 | copper | 3/4" | 2002 | single family | unknown | Unknown | unknown | Between 1989 and 2014 | no | No | Non-Lead | Tier 5 | No | No | No | checked in meter pit
KS2004510 | 767041713 | 417 WASHINGTON ST | PVC | Copper | No | copper | no | 3/4" | 2002 | copper | 3/4" | 2002 | single family | unknown | Unknown | unknown | Between 1989 and 2014 | no | No | Non-Lead | Tier 5 | No | No | No | checked in meter pit
KS2004510 | 767041909 | 419 WASHINGTON ST | PVC | Copper | No | copper | no | 3/4" | 2002 | copper | 3/4" | 2002 | single family | unknown | Unknown | unknown | Between 1989 and 2014 | no | No | Non-Lead | Tier 5 | No | No | No | checked in meter pit
KS2004510 | 767042112 | 421 WASHINGTON ST | PVC | Copper | No | copper | no | 3/4" | 2002 | copper | 3/4" | 2002 | single family | unknown | Unknown | unknown | Between 1989 and 2014 | no | No | Non-Lead | Tier 5 | No | No | No | checked in meter pit
KS2004510 | 767042321 | 423 WASHINGTON ST | PVC | Copper | No | copper | no | 3/4" | 2002 | copper | 3/4" | 2002 | single family | unknown | Unknown | unknown | Between 1989 and 2014 | no | No | Non-Lead | Tier 5 | No | No | No | checked in meter pit
KS2004510 | 767042402 | 424 WASHINGTON ST | PVC | Copper | No | copper | no | 3/4" | 2018 | copper | 3/4" | 2018 | single family | unknown | Unknown | unknown | After 2014 | no | No | Non-Lead | Tier 5 | No | No | No | checked in meter pit
KS2004510 | 767042402 | 424 WASHINGTON ST | PVC | Copper | No | copper | no | 3/4" | 2018 | copper | 3/4" | 2018 | single family | unknown | Unknown | unknown | After 2014 | no | No | Non-Lead | Tier 5 | No | No | No | checked in meter pit
KS2004510 | 769021003 | 210 N 6TH ST | dip | Copper | No | copper | no | 3/4" | 2002 | pvc | 1" | 2002 | single family | unknown | Unknown | unknown | Between 1989 and 2014 | no | No | Non-Lead | Tier 5 | No | No | No | checked in meter pit
KS2004510 | 769074000 | 740 N 6TH ST | dip | Copper | No | pex | no | 3/4" | 1999 | copper | 3/4" | 1999 | building | unknown | Unknown | unknown | Between 1989 and 2014 | no | No | Non-Lead | Tier 5 | No | No | No | checked in meter pit
KS2004510 | 769141800 | 1418 N 6TH ST | dip | Other-Non-Lead | unknown | copper | Unknown | 3/4" | unknown | copper | 3/4" | unknown | other | unknown | Unknown | unknown | unknown | no | No | Non-Lead | Tier 5 | No | No | No | checked in meter pit
KS2004510 | 769141800 | 1418 N 6TH ST | dip | Other-Non-Lead | unknown | Other Non Lead | Unknown | 6" | unknown | Other Non Lead | 6" | unknown | other | unknown | Unknown | unknown | unknown | no | No | Non-Lead | Tier 5 | No | No | No | checked in meter pit
KS2004510 | 656012602 | 126 HIGHWAY 56 | PVC | Polyethylene | No | pvc | no | 2" | unknown | pex | 1" | unknown | other | unknown | Unknown | unknown | unknown | no | No | Non-Lead | Tier 5 | No | No | No | checked in meter pit
KS2004510 | 656013001 | 130 HIGHWAY 56 | PVC | Copper | No | copper | no | 1" | unknown | copper | 1" | unknown | other | unknown | Unknown | unknown | unknown | no | No | Non-Lead | Tier 5 | No | No | No | checked in meter pit
KS2004510 | 667010202 | 102 WASHINGTON ST | PVC | Copper | No | copper | no | 3/4" | 2004 | copper | 3/4" | 2004 | single family | unknown | Unknown | unknown | Between 1989 and 2014 | no | No | Non-Lead | Tier 5 | No | No | No | checked in meter pit
KS2004510 | 667010813 | 108 WASHINGTON ST | PVC | Copper | No | copper | no | 3/4" | 1998 | copper | 3/4" | 1998 | single family | unknown | Unknown | unknown | Between 1989 and 2014 | no | No | Non-Lead | Tier 5 | No | No | No | checked in meter pit
KS2004510 | 667011204 | 112 WASHINGTON ST | PVC | Copper | No | copper | no | 3/4" | 1994 | copper | 3/4" | 1994 | single family | unknown | Unknown | unknown | Between 1989 and 2014 | no | No | Non-Lead | Tier 5 | No | No | No | checked in meter pit
KS2004510 | 667011604 | 116 WASHINGTON ST | PVC | Copper | No | copper | no | 3/4" | unknown | copper | 3/4" | unknown | single family | unknown | Unknown | unknown | unknown | no | No | Non-Lead | Tier 5 | No | No | No | checked in meter pit
KS2004510 | 667012003 | 120 WASHINGTON ST | PVC | Copper | No | copper | no | 3/4" | unknown | copper | 3/4" | unknown | single family | unknown | Unknown | unknown | unknown | no | No | Non-Lead | Tier 5 | No | No | No | checked in meter pit
KS2004510 | 667012600 | 126 WASHINGTON ST | PVC | Polyethylene | No | pex | no | 3/4" | 1995 | copper | 3/4" | 1995 | single family | unknown | Unknown | unknown | Between 1989 and 2014 | no | No | Non-Lead | Tier 5 | No | No | No | checked in meter pit
KS2004510 | 668010210 | 102 N 1ST TER | PVC | Polyethylene | No | pex | no | 3/4" | 1999 | copper | 3/4" | 1999 | single family | unknown | Unknown | unknown | Between 1989 and 2014 | no | No | Non-Lead | Tier 5 | No | No | No | checked in meter pit
KS2004510 | 668010302 | 103 N 1ST TER | PVC | Polyethylene | No | pex | no | 3/4" | 1999 | copper | 3/4" | 1999 | single family | unknown | Unknown | unknown | Between 1989 and 2014 | no | No | Non-Lead | Tier 5 | No | No | No | checked in meter pit
KS2004510 | 668010401 | 104 N 1ST TER | PVC | Polyethylene | No | pex | no | 3/4" | 1999 | copper | 3/4" | 1999 | single family | unknown | Unknown | unknown | Between 1989 and 2014 | no | No | Non-Lead | Tier 5 | No | No | No | checked in meter pit
KS2004510 | 668010501 | 105 N 1ST TER | PVC | Polyethylene | No | pex | no | 3/4" | 1999 | copper | 3/4" | 1999 | single family | unknown | Unknown | unknown | Between 1989 and 2014 | no | No | Non-Lead | Tier 5 | No | No | No | checked in meter pit
KS2004510 | 668010602 | 106 N 1ST TER | PVC | Copper | No | pex | no | 3/4" | 1999 | copper | 3/4" | 1999 | single family | unknown | Unknown | unknown | Between 1989 and 2014 | no | No | Non-Lead | Tier 5 | No | No | No | checked in meter pit
KS2004510 | 668010700 | 107 N 1ST TER | PVC | Polyethylene | No | pex | no | 3/4" | 1999 | copper | 3/4" | 1999 | single family | unknown | Unknown | unknown | Between 1989 and 2014 | no | No | Non-Lead | Tier 5 | No | No | No | checked in meter pit
KS2004510 | 668010803 | 108 N 1ST TER | PVC | Polyethylene | No | pex | no | 3/4" | 1999 | copper | 3/4" | 1999 | single family | unknown | Unknown | unknown | Between 1989 and 2014 | no | No | Non-Lead | Tier 5 | No | No | No | checked in meter pit
KS2004510 | 668010900 | 109 N 1ST TER | PVC | Polyethylene | No | pex | no | 3/4" | 1999 | copper | 3/4" | 1999 | single family | unknown | Unknown | unknown | Between 1989 and 2014 | no | No | Non-Lead | Tier 5 | No | No | No | checked in meter pit
KS2004510 | 668011003 | 110 N 1ST TER | PVC | Copper | No | pex | no | 3/4" | 1999 | copper | 3/4" | 1999 | single family | unknown | Unknown | unknown | Between 1989 and 2014 | no | No | Non-Lead | Tier 5 | No | No | No | checked in meter pit
KS2004510 | 668011100 | 111 N 1ST TER | PVC | Copper | No | pex | no | 3/4" | 1999 | copper | 3/4" | 1999 | single family | unknown | Unknown | unknown | Between 1989 and 2014 | no | No | Non-Lead | Tier 5 | No | No | No | checked in meter pit
KS2004510 | 668011200 | 112 N 1ST TER | PVC | Polyethylene | No | pex | no | 3/4" | 1999 | copper | 3/4" | 1999 | single family | unknown | Unknown | unknown | Between 1989 and 2014 | no | No | Non-Lead | Tier 5 | No | No | No | checked in meter pit
KS2004510 | 668011309 | 113 N 1ST TER | PVC | Polyethylene | No | pex | no | 3/4" | 1995 | copper | 3/4" | 1995 | single family | unknown | Unknown | unknown | Between 1989 and 2014 | no | No | Non-Lead | Tier 5 | No | No | No | checked in meter pit
KS2004510 | 670010713 | 107 N 2ND ST | PVC | Polyethylene | No | pex | no | 3/4" | 1999 | copper | 3/4" | 1999 | single family | unknown | Unknown | unknown | Between 1989 and 2014 | no | No | Non-Lead | Tier 5 | No | No | No | checked in meter pit
KS2004510 | 670011005 | 110 N 2ND ST | PVC | Polyethylene | No | pex | no | 3/4" | 1999 | copper | 3/4" | 1999 | single family | unknown | Unknown | unknown | Between 1989 and 2014 | no | No | Non-Lead | Tier 5 | No | No | No | checked in meter pit
KS2004510 | 670011311 | 113 N 2ND ST | PVC | Polyethylene | No | pex | no | 3/4" | unknown | copper | 3/4" | unknown | single family | unknown | Unknown | unknown | unknown | no | No | Non-Lead | Tier 5 | No | No | No | checked in meter pit
KS2004510 | 670011406 | 114 N 2ND ST | PVC | Polyethylene | No | pex | no | 3/4" | 1999 | copper | 3/4" | 1999 | single family | unknown | Unknown | unknown | Between 1989 and 2014 | no | No | Non-Lead | Tier 5 | No | No | No | checked in meter pit
KS2004510 | 670011504 | 115 N 2ND ST | PVC | Polyethylene | No | pex | no | 3/4" | unknown | copper | 3/4" | unknown | single family | unknown | Unknown | unknown | unknown | no | No | Non-Lead | Tier 5 | No | No | No | checked in meter pit
KS2004510 | 670011602 | 116 N 2ND ST | PVC | Polyethylene | No | pex | no | 3/4" | unknown | copper | 3/4" | unknown | single family | unknown | Unknown | unknown | unknown | no | No | Non-Lead | Tier 5 | No | No | No | checked in meter pit
KS2004510 | 670011701 | 117 N 2ND ST | PVC | Polyethylene | No | pex | no | 3/4" | 1994 | copper | 3/4" | 1994 | single family | unknown | Unknown | unknown | Between 1989 and 2014 | no | No | Non-Lead | Tier 5 | No | No | No | checked in meter pit
KS2004510 | 670012201 | 122 N 2ND ST | PVC | Polyethylene | No | pex | no | 3/4" | 1994 | copper | 3/4" | 1994 | single family | unknown | Unknown | unknown | Between 1989 and 2014 | no | No | Non-Lead | Tier 5 | No | No | No | checked in meter pit
KS2004510 | 670012301 | 123 N 2ND ST | PVC | Polyethylene | No | pex | no | 3/4" | unknown | copper | 3/4" | unknown | single family | unknown | Unknown | unknown | unknown | no | No | Non-Lead | Tier 5 | No | No | No | checked in meter pit
KS2004510 | 670012406 | 124 N 2ND ST | PVC | Polyethylene | No | pex | no | 3/4" | unknown | copper | 3/4" | unknown | single family | unknown | Unknown | unknown | unknown | no | No | Non-Lead | Tier 5 | No | No | No | checked in meter pit
KS2004510 | 670012600 | 126 N 2ND ST | PVC | Polyethylene | No | pex | no | 3/4" | unknown | copper | 3/4" | unknown | single family | unknown | Unknown | unknown | unknown | no | No | Non-Lead | Tier 5 | No | No | No | checked in meter pit
KS2004510 | 670012700 | 127 N 2ND ST | PVC | Polyethylene | No | pex | no | 3/4" | unknown | copper | 3/4" | unknown | single family | unknown | Unknown | unknown | unknown | no | No | Non-Lead | Tier 5 | No | No | No | checked in meter pit
KS2004510 | 671010001 | 1752 N 300TH RD | PVC | Polyethylene | No | pex | no | 3/4" | unknown | copper | 3/4" | unknown | single family | unknown | Unknown | unknown | unknown | no | No | Non-Lead | Tier 5 | No | No | No | checked in meter pit
KS2004510 | 671176000 | 1760 N 300TH RD | PVC | Copper | No | pex | no | 3/4" | unknown | pex | 3/4" | unknown | other | unknown | Unknown | unknown | unknown | no | No | Non-Lead | Tier 5 | No | No | No | checked in meter pit
KS2004510 | 671772000 | 1772 N 300TH RD | PVC | Copper | No | pex | no | 1" | unknown | pex | 1" | unknown | single family | unknown | unknown | unknown | unknown | no | No | Non-Lead | Tier 5 | No | No | No | checked in meter pit
KS2004510 | 256187400 | 1874 E HIGHWAY 56 | PVC | Copper | No | copper | no | 3/4" | unknown | copper | 3/4" | unknown | other | Unknown | Unknown | Unknown | unknown | no | No | Non-Lead | Tier 5 | No | No | No | checked in meter pit
KS2004510 | 256190000 | 1900 E HIGHWAY 56 | PVC | Other-Non-Lead | No | Other Non Lead | no | 6" | unknown | Other Non Lead | 6" | unknown | other | unknown | Unknown | unknown | unknown | no | No | Non-Lead | Tier 5 | No | No | No | checked in meter pit
KS2004510 | 256190100 | 1901 E HIGHWAY 56 | PVC | Other-Non-Lead | No | Other Non Lead | no | 6" | unknown | Other Non Lead | 6" | unknown | other | unknown | Unknown | unknown | unknown | no | No | Non-Lead | Tier 5 | No | No | No | checked in meter pit
KS2004510 | 262080003 | 800 INDUSTRIAL RD | PVC | Copper | No | pex | no | 3/4" | unknown | pvc | 1" | unknown | building | unknown | Unknown | unknown | unknown | no | No | Non-Lead | Tier 5 | No | No | No | checked in meter pit
KS2004510 | 262091500 | 915 INDUSTRIAL RD | PVC | Polyethylene | No | pvc | no | 2" | unknown | pvc | 2" | unknown | building | unknown | Unknown | unknown | unknown | no | No | Non-Lead | Tier 5 | No | No | No | checked in meter pit
KS2004510 | 263010900 | 1753 N 250TH RD | PVC | Copper | No | pex | no | 1" | unknown | copper | 1" | unknown | single family | unknown | Unknown | unknown | unknown | no | No | Non-Lead | Tier 5 | No | No | No | checked in meter pit
KS2004510 | 263011705 | 1759 N 250TH RD | PVC | Copper | No | pex | no | 1" | unknown | copper | 1" | unknown | single family | unknown | Unknown | unknown | unknown | no | No | Non-Lead | Tier 5 | No | No | No | checked in meter pit
KS2004510 | 263030700 | 307 E HIGH ST | PVC | Copper | No | copper | no | 3/4" | unknown | copper | 3/4" | unknown | single family | unknown | Unknown | unknown | unknown | no | No | Non-Lead | Tier 5 | No | No | No | checked in meter pit
KS2004510 | 263030900 | 309 E HIGH ST | PVC | Copper | No | pex | no | 3/4" | unknown | pex | 3/4" | unknown | single family | unknown | Unknown | unknown | unknown | no | No | Non-Lead | Tier 5 | No | No | No | checked in meter pit
KS2004510 | 263034700 | 347 E HIGH ST | PVC | Copper | No | pex | no | 1" | unknown | pex | 3/4" | unknown | single family | unknown | Unknown | unknown | unknown | no | No | Non-Lead | Tier 5 | No | No | No | checked in meter pit
KS2004510 | 263040102 | 401 E HIGH ST | PVC | Polyethylene | No | pex | no | 1" | unknown | pex | 1" | unknown | single family | unknown | unknown | unknown | unknown | no | No | Non-Lead | Tier 5 | No | No | No | checked in meter pit
KS2004510 | 263043900 | 439 E HIGH ST | PVC | Copper | No | pex | no | 3/4" | unknown | pex | 3/4" | unknown | single family | unknown | unknown | unknown | unknown | no | No | Non-Lead | Tier 5 | No | No | No | checked in meter pit
KS2004510 | 645050200 | 502 SANTA FE CT | PVC | Copper | No | copper | no | 3/4" | 2002 | copper | 3/4" | 2002 | single family | unknown | unknown | unknown | Between 1989 and 2014 | no | No | Non-Lead | Tier 5 | No | No | No | checked in meter pit
KS2004510 | 645050301 | 503 SANTA FE CT | PVC | Copper | No | copper | no | 3/4" | 2005 | copper | 3/4" | 2005 | single family | unknown | unknown | unknown | Between 1989 and 2014 | no | No | Non-Lead | Tier 5 | No | No | No | checked in meter pit
KS2004510 | 645050402 | 504 SANTA FE CT | PVC | Copper | No | copper | no | 3/4" | 2004 | copper | 3/4" | 2004 | single family | unknown | unknown | unknown | Between 1989 and 2014 | no | No | Non-Lead | Tier 5 | No | No | No | checked in meter pit
KS2004510 | 645050502 | 505 SANTA FE CT | PVC | Copper | No | copper | no | 3/4" | 2002 | copper | 3/4" | 2002 | single family | unknown | unknown | unknown | Between 1989 and 2014 | no | No | Non-Lead | Tier 5 | No | No | No | checked in meter pit
KS2004510 | 645050602 | 506 SANTA FE CT | PVC | Copper | No | copper | no | 3/4" | 2009 | copper | 3/4" | 2009 | single family | unknown | unknown | unknown | Between 1989 and 2014 | no | No | Non-Lead | Tier 5 | No | No | No | checked in meter pit
KS2004510 | 645050705 | 507 SANTA FE CT | PVC | Copper | No | copper | no | 3/4" | 2005 | copper | 3/4" | 2005 | single family | unknown | unknown | unknown | Between 1989 and 2014 | no | No | Non-Lead | Tier 5 | No | No | No | checked in meter pit
KS2004510 | 645050806 | 508 SANTA FE CT | PVC | Copper | No | copper | no | 3/4" | 2006 | copper | 3/4" | 2006 | single family | unknown | unknown | unknown | Between 1989 and 2014 | no | No | Non-Lead | Tier 5 | No | No | No | checked in meter pit
KS2004510 | 645050903 | 509 SANTA FE CT | PVC | Copper | No | copper | no | 3/4" | 2013 | copper | 3/4" | 2013 | single family | unknown | unknown | unknown | Between 1989 and 2014 | no | No | Non-Lead | Tier 5 | No | No | No | checked in meter pit
KS2004510 | 645051002 | 510 SANTA FE CT | PVC | Copper | No | copper | no | 3/4" | 2009 | copper | 3/4" | 2009 | single family | unknown | unknown | unknown | Between 1989 and 2014 | no | No | Non-Lead | Tier 5 | No | No | No | checked in meter pit
KS2004510 | 645051106 | 511 SANTA FE CT | PVC | Copper | No | copper | no | 3/4" | unknown | copper | 3/4" | unknown | single family | unknown | unknown | unknown | unknown | no | No | Non-Lead | Tier 5 | No | No | No | checked in meter pit
KS2004510 | 645051202 | 512 SANTA FE CT | PVC | Copper | No | copper | no | 3/4" | unknown | copper | 3/4" | unknown | single family | unknown | unknown | unknown | unknown | no | No | Non-Lead | Tier 5 | No | No | No | checked in meter pit
KS2004510 | 683050201 | 502 SIBLEY CT | PVC | Copper | No | copper | no | 3/4" | 1999 | copper | 3/4" | 1999 | single family | unknown | unknown | unknown | Between 1989 and 2014 | no | No | Non-Lead | Tier 5 | No | No | No | checked in meter pit
KS2004510 | 683050302 | 503 SIBLEY CT | PVC | Copper | No | copper | no | 3/4" | 1999 | copper | 3/4" | 1999 | single family | unknown | unknown | unknown | Between 1989 and 2014 | no | No | Non-Lead | Tier 5 | No | No | No | checked in meter pit
KS2004510 | 683050403 | 504 SIBLEY CT | PVC | Copper | No | copper | no | 3/4" | 1999 | copper | 3/4" | 1999 | single family | unknown | unknown | unknown | Between 1989 and 2014 | no | No | Non-Lead | Tier 5 | No | No | No | checked in meter pit
KS2004510 | 683050503 | 505 SIBLEY CT | PVC | Copper | No | copper | no | 3/4" | unknown | copper | 3/4" | unknown | single family | unknown | unknown | unknown | unknown | no | No | Non-Lead | Tier 5 | No | No | No | checked in meter pit
KS2004510 | 683050603 | 506 SIBLEY CT | PVC | Copper | No | copper | no | 3/4" | 1998 | copper | 3/4" | 1998 | single family | unknown | unknown | unknown | Between 1989 and 2014 | no | No | Non-Lead | Tier 5 | No | No | No | checked in meter pit
KS2004510 | 683050702 | 507 SIBLEY CT | PVC | Copper | No | copper | no | 3/4" | 2000 | copper | 3/4" | 2000 | single family | unknown | unknown | unknown | Between 1989 and 2014 | no | No | Non-Lead | Tier 5 | No | No | No | checked in meter pit
KS2004510 | 693010303 | 103 HILLSIDE DR | PVC | Copper | No | copper | no | 3/4" | 2003 | copper | 3/4" | 2003 | single family | unknown | unknown | unknown | Between 1989 and 2014 | no | No | Non-Lead | Tier 5 | No | No | No | checked in meter pit
KS2004510 | 693010500 | 105 HILLSIDE DR | PVC | Copper | No | copper | no | 3/4" | 2002 | copper | 3/4" | 2002 | single family | unknown | unknown | unknown | Between 1989 and 2014 | no | No | Non-Lead | Tier 5 | No | No | No | checked in meter pit
KS2004510 | 693010700 | 107 HILLSIDE DR | PVC | Copper | No | pex | no | 3/4" | 2004 | pex | 3/4" | 2004 | single family | unknown | unknown | unknown | Between 1989 and 2014 | no | No | Non-Lead | Tier 5 | No | No | No | checked in meter pit
KS2004510 | 693010902 | 109 HILLSIDE DR | PVC | Copper | No | pex | no | 3/4" | 2005 | pex | 3/4" | 2005 | single family | unknown | unknown | unknown | Between 1989 and 2014 | no | No | Non-Lead | Tier 5 | No | No | No | checked in meter pit
KS2004510 | 693011001 | 110 HILLSIDE DR | PVC | Copper | No | pex | no | 3/4" | 2003 | pex | 3/4" | 2003 | single family | unknown | unknown | unknown | Between 1989 and 2014 | no | No | Non-Lead | Tier 5 | No | No | No | checked in meter pit
KS2004510 | 693011104 | 111 HILLSIDE DR | PVC | Copper | No | pex | no | 3/4" | 2004 | pex | 3/4" | 2004 | single family | unknown | unknown | unknown | Between 1989 and 2014 | no | No | Non-Lead | Tier 5 | No | No | No | checked in meter pit
KS2004510 | 693011201 | 112 HILLSIDE DR | PVC | Copper | No | pex | no | 3/4" | 2002 | pex | 3/4" | 2002 | single family | unknown | unknown | unknown | Between 1989 and 2014 | no | No | Non-Lead | Tier 5 | No | No | No | checked in meter pit
KS2004510 | 693011301 | 113 HILLSIDE DR | PVC | Copper | No | pex | no | 3/4" | 2002 | pex | 3/4" | 2002 | single family | unknown | unknown | unknown | Between 1989 and 2014 | no | No | Non-Lead | Tier 5 | No | No | No | checked in meter pit
KS2004510 | 693011402 | 114 HILLSIDE DR | PVC | Copper | No | pex | no | 3/4" | 2002 | pex | 3/4" | 2002 | single family | unknown | unknown | unknown | Between 1989 and 2014 | no | No | Non-Lead | Tier 5 | No | No | No | checked in meter pit
KS2004510 | 693011501 | 115 HILLSIDE DR | PVC | Copper | No | pex | no | 3/4" | 2021 | pex | 3/4" | 2021 | single family | unknown | unknown | unknown | Between 1989 and 2014 | no | No | Non-Lead | Tier 5 | No | No | No | checked in meter pit
KS2004510 | 693011603 | 116 HILLSIDE DR | PVC | Copper | No | pex | no | 3/4" | 2002 | pex | 3/4" | 2002 | single family | unknown | unknown | unknown | Between 1989 and 2014 | no | No | Non-Lead | Tier 5 | No | No | No | checked in meter pit
KS2004510 | 693011801 | 118 HILLSIDE DR | PVC | Copper | No | pex | no | 3/4" | 2002 | pex | 3/4" | 2002 | single family | unknown | unknown | unknown | Between 1989 and 2014 | no | No | Non-Lead | Tier 5 | No | No | No | checked in meter pit
KS2004510 | 693012004 | 120 HILLSIDE DR | PVC | Copper | No | pex | no | 3/4" | 2003 | pex | 3/4" | 2003 | single family | unknown | unknown | unknown | Between 1989 and 2014 | no | No | Non-Lead | Tier 5 | No | No | No | checked in meter pit
KS2004510 | 693012116 | 121 HILLSIDE DR | PVC | Copper | No | pex | no | 3/4" | 2001 | pex | 3/4" | 2001 | single family | unknown | unknown | unknown | Between 1989 and 2014 | no | No | Non-Lead | Tier 5 | No | No | No | checked in meter pit
KS2004510 | 693012205 | 122 HILLSIDE DR | PVC | Copper | No | pex | no | 3/4" | 2003 | pex | 3/4" | 2003 | single family | unknown | unknown | unknown | Between 1989 and 2014 | no | No | Non-Lead | Tier 5 | No | No | No | checked in meter pit
KS2004510 | 693012301 | 123 HILLSIDE DR | PVC | Copper | No | pex | no | 3/4" | 2003 | pex | 3/4" | 2003 | single family | unknown | unknown | unknown | Between 1989 and 2014 | no | No | Non-Lead | Tier 5 | No | No | No | checked in meter pit
KS2004510 | 693020005 | 200 HILLSIDE DR | PVC | Copper | No | pex | no | 3/4" | 2003 | pex | 3/4" | 2003 | single family | unknown | unknown | unknown | Between 1989 and 2014 | no | No | Non-Lead | Tier 5 | No | No | No | checked in meter pit
KS2004510 | 693020101 | 201 HILLSIDE DR | PVC | Copper | No | pex | no | 3/4" | 2003 | pex | 3/4" | 2003 | single family | unknown | unknown | unknown | Between 1989 and 2014 | no | No | Non-Lead | Tier 5 | No | No | No | checked in meter pit
KS2004510 | 693020201 | 202 HILLSIDE DR | PVC | Copper | No | pex | no | 3/4" | 2003 | pex | 3/4" | 2003 | single family | unknown | unknown | unknown | Between 1989 and 2014 | no | No | Non-Lead | Tier 5 | No | No | No | checked in meter pit
KS2004510 | 693020301 | 203 HILLSIDE DR | PVC | Copper | No | pex | no | 3/4" | unknown | pex | 3/4" | unknown | single family | unknown | unknown | unknown | unknown | no | No | Non-Lead | Tier 5 | No | No | No | checked in meter pit
KS2004510 | 693020401 | 204 HILLSIDE DR | PVC | Copper | No | pex | no | 3/4" | 2021 | pex | 3/4" | 2021 | single family | unknown | unknown | unknown | After 2014 | no | No | Non-Lead | Tier 5 | No | No | No | checked in meter pit
KS2004510 | 693020501 | 205 HILLSIDE DR | PVC | Copper | No | pex | No | 3/4" | unknown | pex | 3/4" | unknown | single family | unknown | unknown | unknown | unknown | no | No | Non-Lead | Tier 5 | No | No | No | checked in meter pit
KS2004510 | 693020601 | 206 HILLSIDE DR | PVC | Copper | No | pex | No | 3/4" | 2021 | pex | 3/4" | 2021 | single family | unknown | unknown | unknown | After 2014 | no | No | Non-Lead | Tier 5 | No | No | No | checked in meter pit
KS2004510 | 693020702 | 207 HILLSIDE DR | PVC | Copper | No | pex | No | 3/4" | 2006 | pex | 3/4" | 2006 | single family | unknown | unknown | unknown | Between 1989 and 2014 | no | No | Non-Lead | Tier 5 | No | No | No | checked in meter pit
KS2004510 | 693020800 | 208 HILLSIDE DR | PVC | Copper | No | pex | No | 3/4" | 2001 | pex | 3/4" | 2001 | single family | unknown | unknown | unknown | Between 1989 and 2014 | no | No | Non-Lead | Tier 5 | No | No | No | checked in meter pit
KS2004510 | 693020909 | 209 HILLSIDE DR | PVC | Copper | No | pex | No | 3/4" | 2000 | pex | 3/4" | 2000 | single family | unknown | unknown | unknown | Between 1989 and 2014 | no | No | Non-Lead | Tier 5 | No | No | No | checked in meter pit
KS2004510 | 693021103 | 211 HILLSIDE DR | PVC | Copper | No | pex | No | 3/4" | unknown | pex | 3/4" | unknown | single family | unknown | unknown | unknown | unknown | no | No | Non-Lead | Tier 5 | No | No | No | checked in meter pit
KS2004510 | 693021212 | 212 HILLSIDE DR | PVC | Copper | No | pex | No | 3/4" | 2000 | pex | 3/4" | 2000 | single family | unknown | unknown | unknown | Between 1989 and 2014 | no | No | Non-Lead | Tier 5 | No | No | No | checked in meter pit
KS2004510 | 693021309 | 213 HILLSIDE DR | PVC | Copper | No | pex | No | 3/4" | 2007 | pex | 3/4" | 2007 | single family | unknown | unknown | unknown | Between 1989 and 2014 | no | No | Non-Lead | Tier 5 | No | No | No | checked in meter pit
KS2004510 | 693021402 | 214 HILLSIDE DR | PVC | Copper | No | pex | No | 3/4" | 2005 | pex | 3/4" | 2005 | single family | unknown | unknown | unknown | Between 1989 and 2014 | no | No | Non-Lead | Tier 5 | No | No | No | checked in meter pit
KS2004510 | 693021503 | 215 HILLSIDE DR | PVC | Copper | No | pex | No | 3/4" | 2007 | pex | 3/4" | 2007 | single family | unknown | unknown | unknown | Between 1989 and 2014 | no | No | Non-Lead | Tier 5 | No | No | No | checked in meter pit
KS2004510 | 693021602 | 216 HILLSIDE DR | PVC | Copper | No | pex | No | 3/4" | 2000 | pex | 3/4" | 2000 | single family | unknown | unknown | unknown | Between 1989 and 2014 | no | No | Non-Lead | Tier 5 | No | No | No | checked in meter pit
KS2004510 | 693021709 | 217 HILLSIDE DR | PVC | Copper | No | pex | No | 3/4" | 2000 | pex | 3/4" | 2000 | single family | unknown | unknown | unknown | Between 1989 and 2014 | no | No | Non-Lead | Tier 5 | No | No | No | checked in meter pit
KS2004510 | 693021803 | 218 HILLSIDE DR | PVC | Copper | No | pex | No | 3/4" | 2004 | pex | 3/4" | 2004 | single family | unknown | unknown | unknown | Between 1989 and 2014 | no | No | Non-Lead | Tier 5 | No | No | No | checked in meter pit
KS2004510 | 693021911 | 219 HILLSIDE DR | PVC | Copper | No | pex | No | 3/4" | 2002 | pex | 3/4" | 2002 | single family | unknown | unknown | unknown | Between 1989 and 2014 | no | No | Non-Lead | Tier 5 | No | No | No | checked in meter pit
KS2004510 | 693022006 | 220 HILLSIDE DR | PVC | Copper | No | pex | No | 3/4" | 2004 | pex | 3/4" | 2004 | single family | unknown | unknown | unknown | Between 1989 and 2014 | no | No | Non-Lead | Tier 5 | No | No | No | checked in meter pit
KS2004510 | 693022104 | 221 HILLSIDE DR | PVC | Copper | No | pex | No | 3/4" | 2002 | pex | 3/4" | 2002 | single family | unknown | unknown | unknown | Between 1989 and 2014 | no | No | Non-Lead | Tier 5 | No | No | No | checked in meter pit
KS2004510 | 693022714 | 227 HILLSIDE DR | PVC | Copper | No | pex | No | 3/4" | 2001 | pex | 3/4" | 2001 | single family | unknown | unknown | unknown | Between 1989 and 2014 | no | No | Non-Lead | Tier 5 | No | No | No | checked in meter pit
KS2004510 | 693022910 | 229 HILLSIDE DR | PVC | Copper | No | pex | No | 3/4" | 2001 | pex | 3/4" | 2001 | single family | unknown | unknown | unknown | Between 1989 and 2014 | no | No | Non-Lead | Tier 5 | No | No | No | checked in meter pit
KS2004510 | 693023113 | 231 HILLSIDE DR | PVC | Copper | No | pex | No | 3/4" | 2001 | pex | 3/4" | 2001 | single family | unknown | unknown | unknown | Between 1989 and 2014 | no | No | Non-Lead | Tier 5 | No | No | No | checked in meter pit
KS2004510 | 693023313 | 233 HILLSIDE DR | PVC | Copper | No | pex | No | 3/4" | 2001 | pex | 3/4" | 2001 | single family | unknown | unknown | unknown | Between 1989 and 2014 | no | No | Non-Lead | Tier 5 | No | No | No | checked in meter pit
KS2004510 | 693030113 | 301 HILLSIDE DR | PVC | Copper | No | pex | No | 3/4" | 2002 | pex | 3/4" | 2002 | single family | unknown | unknown | unknown | Between 1989 and 2014 | no | No | Non-Lead | Tier 5 | No | No | No | checked in meter pit
KS2004510 | 693030313 | 303 HILLSIDE DR | PVC | Copper | No | pex | No | 3/4" | 2002 | pex | 3/4" | 2002 | single family | unknown | unknown | unknown | Between 1989 and 2014 | no | No | Non-Lead | Tier 5 | No | No | No | checked in meter pit
KS2004510 | 697050206 | 502 HERITAGE DR | PVC | copper | No | copper | No | 3/4" | 2003 | copper | 3/4" | 2003 | single family | unknown | unknown | unknown | Between 1989 and 2014 | no | No | Non-Lead | Tier 5 | No | No | No | checked in meter pit
KS2004510 | 697050303 | 503 HERITAGE DR | PVC | copper | No | copper | No | 3/4" | 2003 | copper | 3/4" | 2003 | single family | unknown | unknown | unknown | Between 1989 and 2014 | no | No | Non-Lead | Tier 5 | No | No | No | checked in meter pit
KS2004510 | 697050401 | 504 HERITAGE DR | PVC | copper | No | copper | No | 3/4" | unknown | copper | 3/4" | unknown | single family | unknown | unknown | unknown | unknown | no | No | Non-Lead | Tier 5 | No | No | No | checked in meter pit
KS2004510 | 697050502 | 505 HERITAGE DR | PVC | copper | No | copper | No | 3/4" | 2003 | copper | 3/4" | 2003 | single family | unknown | unknown | unknown | Between 1989 and 2014 | no | No | Non-Lead | Tier 5 | No | No | No | checked in meter pit
KS2004510 | 697050604 | 506 HERITAGE DR | PVC | copper | No | copper | No | 3/4" | 2002 | copper | 3/4" | 2002 | single family | unknown | unknown | unknown | Between 1989 and 2014 | no | No | Non-Lead | Tier 5 | No | No | No | checked in meter pit
KS2004510 | 697050706 | 507 HERITAGE DR | PVC | copper | No | copper | No | 3/4" | 2002 | copper | 3/4" | 2002 | single family | unknown | unknown | unknown | Between 1989 and 2014 | no | No | Non-Lead | Tier 5 | No | No | No | checked in meter pit
KS2004510 | 697050801 | 508 HERITAGE DR | PVC | copper | No | copper | No | 3/4" | 2003 | copper | 3/4" | 2003 | single family | unknown | unknown | unknown | Between 1989 and 2014 | no | No | Non-Lead | Tier 5 | No | No | No | checked in meter pit
KS2004510 | 697050902 | 509 HERITAGE DR | PVC | copper | No | copper | No | 3/4" | 2003 | copper | 3/4" | 2003 | single family | unknown | unknown | unknown | Between 1989 and 2014 | no | No | Non-Lead | Tier 5 | No | No | No | checked in meter pit
KS2004510 | 697051003 | 510 HERITAGE DR | PVC | copper | No | copper | No | 3/4" | 2002 | copper | 3/4" | 2002 | single family | unknown | unknown | unknown | Between 1989 and 2014 | no | No | Non-Lead | Tier 5 | No | No | No | checked in meter pit
KS2004510 | 697051104 | 511 HERITAGE DR | PVC | copper | No | copper | No | 3/4" | 2003 | copper | 3/4" | 2003 | single family | unknown | unknown | unknown | Between 1989 and 2014 | no | No | Non-Lead | Tier 5 | No | No | No | checked in meter pit
KS2004510 | 697060004 | 600 HERITAGE DR | PVC | copper | No | copper | No | 3/4" | 2002 | copper | 3/4" | 2002 | single family | unknown | unknown | unknown | Between 1989 and 2014 | no | No | Non-Lead | Tier 5 | No | No | No | checked in meter pit
KS2004510 | 697060201 | 602 HERITAGE DR | PVC | copper | No | copper | No | 3/4" | 2002 | copper | 3/4" | 2002 | single family | unknown | unknown | unknown | Between 1989 and 2014 | no | No | Non-Lead | Tier 5 | No | No | No | checked in meter pit
KS2004510 | 697060302 | 603 HERITAGE DR | PVC | copper | No | copper | No | 3/4" | 2004 | copper | 3/4" | 2004 | single family | unknown | unknown | unknown | Between 1989 and 2014 | no | No | Non-Lead | Tier 5 | No | No | No | checked in meter pit
KS2004510 | 697060402 | 604 HERITAGE DR | PVC | copper | No | copper | No | 3/4" | 2003 | copper | 3/4" | 2003 | single family | unknown | unknown | unknown | Between 1989 and 2014 | no | No | Non-Lead | Tier 5 | No | No | No | checked in meter pit
KS2004510 | 697060503 | 605 HERITAGE DR | PVC | copper | No | copper | No | 3/4" | 2005 | copper | 3/4" | 2005 | single family | unknown | unknown | unknown | Between 1989 and 2014 | no | No | Non-Lead | Tier 5 | No | No | No | checked in meter pit
KS2004510 | 697060600 | 606 HERITAGE DR | PVC | copper | No | copper | No | 3/4" | 2004 | copper | 3/4" | 2004 | single family | unknown | unknown | unknown | Between 1989 and 2014 | no | No | Non-Lead | Tier 5 | No | No | No | checked in meter pit
KS2004510 | 697060803 | 608 HERITAGE DR | PVC | copper | No | copper | No | 3/4" | 2004 | copper | 3/4" | 2004 | single family | unknown | unknown | unknown | Between 1989 and 2014 | no | No | Non-Lead | Tier 5 | No | No | No | checked in meter pit
KS2004510 | 645010001 | 100 SANTA FE DR | PVC | Copper | No | copper | No | 3/4" | 1997 | copper | 3/4" | 1997 | single family | unknown | unknown | unknown | Between 1989 and 2014 | no | No | Non-Lead | Tier 5 | No | No | No | checked in meter pit
KS2004510 | 645010101 | 101 SANTA FE DR | PVC | Copper | No | copper | No | 3/4" | unknown | copper | 3/4" | unknown | single family | unknown | unknown | unknown | unknown | no | No | Non-Lead | Tier 5 | No | No | No | checked in meter pit
KS2004510 | 645010203 | 102 SANTA FE DR | PVC | Copper | No | copper | No | 3/4" | 1996 | copper | 3/4" | 1996 | single family | unknown | unknown | unknown | Between 1989 and 2014 | no | No | Non-Lead | Tier 5 | No | No | No | checked in meter pit
KS2004510 | 645010304 | 103 SANTA FE DR | PVC | Copper | No | copper | No | 3/4" | 1994 | copper | 3/4" | 1994 | single family | unknown | unknown | unknown | Between 1989 and 2014 | no | No | Non-Lead | Tier 5 | No | No | No | checked in meter pit
KS2004510 | 645010402 | 104 SANTA FE DR | PVC | Copper | No | copper | No | 3/4" | 1994 | copper | 3/4" | 1994 | single family | unknown | unknown | unknown | Between 1989 and 2014 | no | No | Non-Lead | Tier 5 | No | No | No | checked in meter pit
KS2004510 | 645010502 | 105 SANTA FE DR | PVC | Copper | No | pex | No | 3/4" | 1994 | pex | 3/4" | 1994 | single family | unknown | unknown | unknown | Between 1989 and 2014 | no | No | Non-Lead | Tier 5 | No | No | No | checked in meter pit
KS2004510 | 645010602 | 106 SANTA FE DR | PVC | Copper | No | copper | No | 3/4" | 1994 | copper | 3/4" | 1994 | single family | unknown | unknown | unknown | Between 1989 and 2014 | no | No | Non-Lead | Tier 5 | No | No | No | checked in meter pit
KS2004510 | 645010702 | 107 SANTA FE DR | PVC | Copper | No | pex | No | 3/4" | 1994 | pex | 3/4" | 1994 | single family | unknown | unknown | unknown | Between 1989 and 2014 | no | No | Non-Lead | Tier 5 | No | No | No | checked in meter pit
KS2004510 | 645010900 | 109 SANTA FE DR | PVC | Copper | No | pex | No | 3/4" | 1994 | pex | 3/4" | 1994 | single family | unknown | unknown | unknown | Between 1989 and 2014 | no | No | Non-Lead | Tier 5 | No | No | No | checked in meter pit
KS2004510 | 645011104 | 111 SANTA FE DR | PVC | Copper | No | pex | No | 3/4" | 1994 | pex | 3/4" | 1994 | single family | unknown | unknown | unknown | Between 1989 and 2014 | no | No | Non-Lead | Tier 5 | No | No | No | checked in meter pit
KS2004510 | 645011200 | 112 SANTA FE DR | PVC | Copper | No | copper | No | 3/4" | 1994 | copper | 3/4" | 1994 | single family | unknown | unknown | unknown | Between 1989 and 2014 | no | No | Non-Lead | Tier 5 | No | No | No | checked in meter pit
KS2004510 | 645011301 | 113 SANTA FE DR | PVC | Copper | No | copper | No | 3/4" | 1996 | copper | 3/4" | 1996 | single family | unknown | unknown | unknown | Between 1989 and 2014 | no | No | Non-Lead | Tier 5 | No | No | No | checked in meter pit
KS2004510 | 645011404 | 114 SANTA FE DR | PVC | Copper | No | copper | No | 3/4" | 1994 | copper | 3/4" | 1994 | single family | unknown | unknown | unknown | Between 1989 and 2014 | no | No | Non-Lead | Tier 5 | No | No | No | checked in meter pit
KS2004510 | 645011500 | 115 SANTA FE DR | PVC | Copper | No | copper | No | 3/4" | 1994 | copper | 3/4" | 1994 | single family | unknown | unknown | unknown | Between 1989 and 2014 | no | No | Non-Lead | Tier 5 | No | No | No | checked in meter pit
KS2004510 | 645011602 | 116 SANTA FE DR | PVC | Copper | No | copper | No | 3/4" | 1996 | copper | 3/4" | 1996 | single family | unknown | unknown | unknown | Between 1989 and 2014 | no | No | Non-Lead | Tier 5 | No | No | No | checked in meter pit
KS2004510 | 645011702 | 117 SANTA FE DR | PVC | Copper | No | pex | No | 3/4" | 1994 | pex | 3/4" | 1994 | single family | unknown | unknown | unknown | Between 1989 and 2014 | no | No | Non-Lead | Tier 5 | No | No | No | checked in meter pit
KS2004510 | 645011800 | 118 SANTA FE DR | PVC | Copper | No | pex | No | 3/4" | 1994 | copper | 3/4" | 1994 | single family | unknown | unknown | unknown | Between 1989 and 2014 | no | No | Non-Lead | Tier 5 | No | No | No | checked in meter pit
KS2004510 | 645011902 | 119 SANTA FE DR | PVC | Copper | No | pex | No | 3/4" | 1994 | pvc | 3/4" | 1994 | single family | unknown | unknown | unknown | Between 1989 and 2014 | no | No | Non-Lead | Tier 5 | No | No | No | checked in meter pit
KS2004510 | 645012106 | 121 SANTA FE DR | PVC | Copper | No | pex | No | 3/4" | 1994 | pvc | 3/4" | 1994 | single family | unknown | unknown | unknown | Between 1989 and 2014 | no | No | Non-Lead | Tier 5 | No | No | No | checked in meter pit
KS2004510 | 645012200 | 122 SANTA FE DR | PVC | Copper | No | pex | No | 3/4" | 1994 | copper | 3/4" | 1994 | single family | unknown | unknown | unknown | Between 1989 and 2014 | no | No | Non-Lead | Tier 5 | No | No | No | checked in meter pit
KS2004510 | 645012305 | 123 SANTA FE DR | PVC | Copper | No | pex | No | 3/4" | 1994 | pvc | 3/4" | 1994 | single family | unknown | unknown | unknown | Between 1989 and 2014 | no | No | Non-Lead | Tier 5 | No | No | No | checked in meter pit
KS2004510 | 645012400 | 124 SANTA FE DR | PVC | Copper | No | pex | No | 3/4" | 1994 | copper | 3/4" | 1994 | single family | unknown | unknown | unknown | Between 1989 and 2014 | no | No | Non-Lead | Tier 5 | No | No | No | checked in meter pit
KS2004510 | 645012502 | 125 SANTA FE DR | PVC | Copper | No | copper | No | 3/4" | 1994 | copper | 3/4" | 1994 | single family | unknown | unknown | unknown | Between 1989 and 2014 | no | No | Non-Lead | Tier 5 | No | No | No | checked in meter pit
KS2004510 | 645012601 | 126 SANTA FE DR | PVC | Copper | No | copper | No | 3/4" | 1994 | copper | 3/4" | 1994 | single family | unknown | unknown | unknown | Between 1989 and 2014 | no | No | Non-Lead | Tier 5 | No | No | No | checked in meter pit
KS2004510 | 645012700 | 127 SANTA FE DR | PVC | Copper | No | copper | No | 3/4" | 1994 | copper | 3/4" | 1994 | single family | unknown | unknown | unknown | Between 1989 and 2014 | no | No | Non-Lead | Tier 5 | No | No | No | checked in meter pit
KS2004510 | 645012810 | 128 SANTA FE DR | PVC | Copper | No | copper | No | 3/4" | 1994 | copper | 3/4" | 1994 | single family | unknown | unknown | unknown | Between 1989 and 2014 | no | No | Non-Lead | Tier 5 | No | No | No | checked in meter pit
KS2004510 | 645012902 | 129 SANTA FE DR | PVC | Copper | No | copper | No | 3/4" | 1994 | copper | 3/4" | 1994 | single family | unknown | unknown | unknown | Between 1989 and 2014 | no | No | Non-Lead | Tier 5 | No | No | No | checked in meter pit
KS2004510 | 645013013 | 132 SANTA FE DR A | PVC | Copper | No | copper | No | 3/4" | 1994 | copper | 3/4" | 1994 | Multi-Family | unknown | unknown | unknown | Between 1989 and 2014 | no | No | Non-Lead | Tier 5 | No | No | No | checked in meter pit
KS2004510 | 645013100 | 131 SANTA FE DR | PVC | Copper | No | copper | No | 3/4" | 1994 | copper | 3/4" | 1994 | single family | unknown | unknown | unknown | Between 1989 and 2014 | no | No | Non-Lead | Tier 5 | No | No | No | checked in meter pit
KS2004510 | 645013213 | 132 SANTA FE DR B | PVC | Copper | No | copper | No | 3/4" | 1994 | copper | 3/4" | 1994 | Multi-Family | unknown | unknown | unknown | Between 1989 and 2014 | no | No | Non-Lead | Tier 5 | No | No | No | checked in meter pit
KS2004510 | 645013318 | 133 SANTA FE DR A | PVC | Copper | No | copper | No | 3/4" | 1994 | copper | 3/4" | 1994 | Multi-Family | unknown | unknown | unknown | Between 1989 and 2014 | no | No | Non-Lead | Tier 5 | No | No | No | checked in meter pit
KS2004510 | 645013416 | 134 SANTA FE DR A | PVC | Copper | No | copper | No | 3/4" | 1994 | copper | 3/4" | 1994 | Multi-Family | unknown | unknown | unknown | Between 1989 and 2014 | no | No | Non-Lead | Tier 5 | No | No | No | checked in meter pit
KS2004510 | 645013508 | 135 SANTA FE DR A | PVC | Copper | No | copper | No | 3/4" | 1994 | copper | 3/4" | 1994 | Multi-Family | unknown | unknown | unknown | Between 1989 and 2014 | no | No | Non-Lead | Tier 5 | No | No | No | checked in meter pit
KS2004510 | 645013614 | 134 SANTA FE DR B | PVC | copper | No | copper | No | 3/4" | 1994 | copper | 3/4" | 1994 | Multi-Family | unknown | unknown | unknown | Between 1989 and 2014 | no | No | Non-Lead | Tier 5 | No | No | No | checked in meter pit
KS2004510 | 645013714 | 137 SANTA FE DR A | PVC | copper | No | copper | No | 3/4" | 1994 | copper | 3/4" | 1994 | Multi-Family | unknown | unknown | unknown | Between 1989 and 2014 | no | No | Non-Lead | Tier 5 | No | No | No | checked in meter pit
KS2004510 | 645013915 | 137 SANTA FE DR B | PVC | copper | No | copper | No | 3/4" | 1994 | copper | 3/4" | 1994 | Multi-Family | unknown | unknown | unknown | Between 1989 and 2014 | no | No | Non-Lead | Tier 5 | No | No | No | checked in meter pit
KS2004510 | 645022004 | 220 SANTA FE DR | PVC | copper | No | copper | No | 3/4" | 1998 | copper | 3/4" | 1998 | single family | unknown | unknown | unknown | Between 1989 and 2014 | no | No | Non-Lead | Tier 5 | No | No | No | checked in meter pit
KS2004510 | 645022102 | 221 SANTA FE DR | PVC | copper | No | copper | No | 3/4" | 1999 | copper | 3/4" | 1999 | single family | unknown | unknown | unknown | Between 1989 and 2014 | no | No | Non-Lead | Tier 5 | No | No | No | checked in meter pit
KS2004510 | 645022201 | 222 SANTA FE DR | PVC | copper | No | copper | No | 3/4" | 1999 | copper | 3/4" | 1999 | single family | unknown | unknown | unknown | Between 1989 and 2014 | no | No | Non-Lead | Tier 5 | No | No | No | checked in meter pit
KS2004510 | 645022401 | 224 SANTA FE DR | PVC | copper | No | copper | No | 3/4" | 1998 | copper | 3/4" | 1998 | single family | unknown | unknown | unknown | Between 1989 and 2014 | no | No | Non-Lead | Tier 5 | No | No | No | checked in meter pit
KS2004510 | 645022602 | 226 SANTA FE DR | PVC | copper | No | copper | No | 3/4" | 1999 | copper | 3/4" | 1999 | single family | unknown | unknown | unknown | Between 1989 and 2014 | no | No | Non-Lead | Tier 5 | No | No | No | checked in meter pit
KS2004510 | 645022704 | 227 SANTA FE DR | PVC | copper | No | copper | No | 3/4" | 1999 | copper | 3/4" | 1999 | single family | unknown | unknown | unknown | Between 1989 and 2014 | no | No | Non-Lead | Tier 5 | No | No | No | checked in meter pit
KS2004510 | 645022802 | 228 SANTA FE DR | PVC | copper | No | copper | No | 3/4" | 1999 | copper | 3/4" | 1999 | single family | unknown | unknown | unknown | Between 1989 and 2014 | no | No | Non-Lead | Tier 5 | No | No | No | checked in meter pit
KS2004510 | 645023004 | 230 SANTA FE DR | PVC | copper | No | copper | No | 3/4" | 1995 | copper | 3/4" | 1995 | single family | unknown | unknown | unknown | Between 1989 and 2014 | no | No | Non-Lead | Tier 5 | No | No | No | checked in meter pit
KS2004510 | 645023200 | 232 SANTA FE DR | PVC | copper | No | copper | No | 3/4" | 1995 | copper | 3/4" | 1995 | single family | unknown | unknown | unknown | Between 1989 and 2014 | no | No | Non-Lead | Tier 5 | No | No | No | checked in meter pit
KS2004510 | 645030802 | 308 SANTA FE DR | PVC | copper | No | copper | No | 3/4" | 1998 | copper | 3/4" | 1998 | single family | unknown | unknown | unknown | Between 1989 and 2014 | no | No | Non-Lead | Tier 5 | No | No | No | checked in meter pit
KS2004510 | 645031003 | 310 SANTA FE DR | PVC | copper | No | copper | No | 3/4" | 1998 | copper | 3/4" | 1998 | single family | unknown | unknown | unknown | Between 1989 and 2014 | no | No | Non-Lead | Tier 5 | No | No | No | checked in meter pit
KS2004510 | 645031202 | 312 SANTA FE DR | PVC | copper | No | copper | No | 3/4" | 2007 | copper | 3/4" | 2007 | single family | unknown | unknown | unknown | Between 1989 and 2014 | no | No | Non-Lead | Tier 5 | No | No | No | checked in meter pit
KS2004510 | 645031403 | 314 SANTA FE DR | PVC | copper | No | copper | No | 3/4" | 2006 | copper | 3/4" | 2006 | single family | unknown | unknown | unknown | Between 1989 and 2014 | no | No | Non-Lead | Tier 5 | No | No | No | checked in meter pit
KS2004510 | 645031600 | 316 SANTA FE DR | PVC | copper | No | copper | No | 3/4" | 2007 | copper | 3/4" | 2007 | single family | unknown | unknown | unknown | Between 1989 and 2014 | no | No | Non-Lead | Tier 5 | No | No | No | checked in meter pit
KS2004510 | 645031804 | 318 SANTA FE DR | PVC | Copper | No | copper | No | 3/4" | 2003 | copper | 3/4" | 2003 | single family | unknown | unknown | unknown | Between 1989 and 2014 | no | No | Non-Lead | Tier 5 | No | No | No | checked in meter pit
KS2004510 | 645032000 | 320 SANTA FE DR | PVC | Copper | No | copper | No | 3/4" | 2002 | copper | 3/4" | 2002 | single family | unknown | unknown | unknown | Between 1989 and 2014 | no | No | Non-Lead | Tier 5 | No | No | No | checked in meter pit
KS2004510 | 645032205 | 322 SANTA FE DR | PVC | Copper | No | copper | No | 3/4" | 2002 | copper | 3/4" | 2002 | single family | unknown | unknown | unknown | Between 1989 and 2014 | no | No | Non-Lead | Tier 5 | No | No | No | checked in meter pit
KS2004510 | 645032404 | 324 SANTA FE DR | PVC | Copper | No | copper | No | 3/4" | 2003 | copper | 3/4" | 2003 | single family | unknown | unknown | unknown | Between 1989 and 2014 | no | No | Non-Lead | Tier 5 | No | No | No | checked in meter pit
KS2004510 | 645133115 | 133 SANTA FE DR B | PVC | Copper | No | copper | No | 3/4" | 1994 | copper | 3/4" | 1994 | Multi-Family | unknown | unknown | unknown | Between 1989 and 2014 | no | No | Non-Lead | Tier 5 | No | No | No | checked in meter pit
KS2004510 | 645135109 | 135 SANTA FE DR B | PVC | Copper | No | copper | No | 3/4" | 1994 | copper | 3/4" | 1994 | Multi-Family | unknown | unknown | unknown | Between 1989 and 2014 | no | No | Non-Lead | Tier 5 | No | No | No | checked in meter pit
KS2004510 | 646010410 | 104 DEARBORN CIR | PVC | Copper | No | pex | No | 3/4" | unknown | pvc | 3/4" | unknown | single family | unknown | unknown | unknown | unknown | unknown | No | Non-Lead | Tier 5 | No | No | No | checked in meter pit
KS2004510 | 646010502 | 105 DEARBORN CIR | PVC | Copper | No | pex | No | 3/4" | unknown | pvc | 3/4" | unknown | single family | unknown | unknown | unknown | unknown | unknown | No | Non-Lead | Tier 5 | No | No | No | checked in meter pit
KS2004510 | 646010602 | 106 DEARBORN CIR | PVC | Copper | No | pex | No | 3/4" | unknown | pvc | 3/4" | unknown | single family | unknown | unknown | unknown | unknown | unknown | No | Non-Lead | Tier 5 | No | No | No | checked in meter pit
KS2004510 | 646010700 | 107 DEARBORN CIR | PVC | Copper | No | pex | No | 3/4" | unknown | pvc | 3/4" | unknown | single family | unknown | unknown | unknown | unknown | unknown | No | Non-Lead | Tier 5 | No | No | No | checked in meter pit
KS2004510 | 646010802 | 108 DEARBORN CIR | PVC | Copper | No | pex | No | 3/4" | unknown | pvc | 3/4" | unknown | single family | unknown | unknown | unknown | unknown | unknown | No | Non-Lead | Tier 5 | No | No | No | checked in meter pit
KS2004510 | 646010902 | 109 DEARBORN CIR | PVC | Copper | No | pex | No | 3/4" | unknown | pvc | 3/4" | unknown | single family | unknown | unknown | unknown | unknown | unknown | No | Non-Lead | Tier 5 | No | No | No | checked in meter pit
KS2004510 | 646011005 | 110 DEARBORN CIR | PVC | Copper | No | pex | No | 3/4" | 1997 | pvc | 3/4" | 1997 | single family | unknown | unknown | unknown | Between 1989 and 2014 | unknown | No | Non-Lead | Tier 5 | No | No | No | checked in meter pit
KS2004510 | 646011103 | 111 DEARBORN CIR | PVC | Copper | No | pex | No | 3/4" | unknown | pvc | 3/4" | unknown | single family | unknown | unknown | unknown | unknown | unknown | No | Non-Lead | Tier 5 | No | No | No | checked in meter pit
KS2004510 | 646011308 | 113 DEARBORN CIR | PVC | Copper | No | pex | No | 3/4" | unknown | pvc | 3/4" | unknown | single family | unknown | unknown | unknown | unknown | unknown | No | Non-Lead | Tier 5 | No | No | No | checked in meter pit
KS2004510 | 646011502 | 115 DEARBORN CIR | PVC | Copper | No | pex | No | 3/4" | 1996 | pvc | 3/4" | 1996 | single family | unknown | unknown | unknown | Between 1989 and 2014 | unknown | No | Non-Lead | Tier 5 | No | No | No | checked in meter pit
KS2004510 | 656031506 | 315 E HIGHWAY 56 | PVC | Copper | No | copper | No | 3/4" | 1994 | copper | 3/4" | 1994 | single family | unknown | unknown | unknown | Between 1989 and 2014 | unknown | No | Non-Lead | Tier 5 | No | No | No | checked in meter pit
KS2004510 | 656051300 | 223 E HIGHWAY 56 | PVC | Copper | No | copper | No | 3/4" | unknown | copper | 3/4" | unknown | single family | unknown | unknown | unknown | unknown | unknown | No | Non-Lead | Tier 5 | No | No | No | checked in meter pit
KS2004510 | 663011400 | 114 E HIGH ST | PVC | Copper | No | pex | No | 3/4" | unknown | copper | 3/4" | unknown | single family | unknown | unknown | unknown | unknown | unknown | No | Non-Lead | Tier 5 | No | No | No | checked in meter pit
KS2004510 | 663012001 | 120 E HIGH ST | PVC | Copper | No | pex | No | 3/4" | unknown | copper | 3/4" | unknown | single family | unknown | unknown | unknown | unknown | unknown | No | Non-Lead | Tier 5 | No | No | No | checked in meter pit
KS2004510 | 663012601 | 126 E HIGH ST | PVC | Copper | No | pex | No | 3/4" | unknown | copper | 3/4" | unknown | single family | unknown | unknown | unknown | unknown | unknown | No | Non-Lead | Tier 5 | No | No | No | checked in meter pit
KS2004510 | 663013200 | 132 E HIGH ST | PVC | Copper | No | pex | No | 3/4" | unknown | copper | 3/4" | unknown | single family | unknown | unknown | unknown | unknown | unknown | No | Non-Lead | Tier 5 | No | No | No | checked in meter pit
KS2004510 | 663020401 | 204 E HIGH ST | PVC | Copper | No | pex | No | 3/4" | 1994 | copper | 3/4" | 1994 | single family | unknown | unknown | unknown | Between 1989 and 2014 | unknown | No | Non-Lead | Tier 5 | No | No | No | checked in meter pit
KS2004510 | 663021001 | 210 E HIGH ST | PVC | Copper | No | pex | No | 3/4" | unknown | copper | 3/4" | unknown | single family | unknown | unknown | unknown | unknown | unknown | No | Non-Lead | Tier 5 | No | No | No | checked in meter pit
KS2004510 | 663021606 | 216 E HIGH ST | PVC | Copper | No | pex | No | 3/4" | unknown | copper | 3/4" | unknown | single family | unknown | unknown | unknown | unknown | unknown | No | Non-Lead | Tier 5 | No | No | No | checked in meter pit
KS2004510 | 663022201 | 222 E HIGH ST | PVC | Copper | No | pex | No | 3/4" | unknown | copper | 3/4" | unknown | single family | unknown | unknown | unknown | unknown | unknown | No | Non-Lead | Tier 5 | No | No | No | checked in meter pit
KS2004510 | 663022800 | 228 E HIGH ST | PVC | Copper | No | pex | No | 3/4" | 1995 | copper | 3/4" | 1995 | single family | unknown | unknown | unknown | Between 1989 and 2014 | unknown | No | Non-Lead | Tier 5 | No | No | No | checked in meter pit
KS2004510 | 663030401 | 304 E HIGH ST | PVC | Copper | No | pex | No | 3/4" | unknown | copper | 3/4" | unknown | single family | unknown | unknown | unknown | unknown | unknown | No | Non-Lead | Tier 5 | No | No | No | checked in meter pit
KS2004510 | 663031006 | 310 E HIGH ST | PVC | Copper | No | pex | No | 3/4" | unknown | copper | 3/4" | unknown | single family | unknown | unknown | unknown | unknown | unknown | No | Non-Lead | Tier 5 | No | No | No | checked in meter pit
KS2004510 | 311020400 | 204 11TH ST | DIP | Copper | Unknown | copper | Unknown | 3/4" | unknown | pex | 3/4" | unknown | single family | unknown | unknown | unknown | unknown | unknown | No | Non-Lead | Tier 5 | No | No | No | checked in meter pit
KS2004510 | 311021704 | 1102 CHAPEL ST | DIP | Copper | Unknown | copper | Unknown | 3/4" | unknown | copper | 3/4" | unknown | single family | unknown | unknown | unknown | unknown | unknown | No | Non-Lead | Tier 5 | No | No | No | checked in meter pit
KS2004510 | 311032016 | 320 11TH ST | DIP | Copper | Unknown | copper | Unknown | 3/4" | unknown | pvc | 3/4" | unknown | single family | unknown | unknown | unknown | unknown | unknown | No | Non-Lead | Tier 5 | No | No | No | checked in meter pit
KS2004510 | 311040407 | 404 11TH ST | DIP | Copper | Unknown | copper | Unknown | 3/4" | 1999 | pvc | 3/4" | 1999 | single family | unknown | unknown | unknown | Between 1989 and 2014 | unknown | No | Non-Lead | Tier 5 | No | No | No | checked in meter pit
KS2004510 | 311040505 | 405 11TH ST | DIP | copper | Unknown | pex | Unknown | 3/4" | 1999 | pex | 3/4" | 1999 | single family | unknown | unknown | unknown | Between 1989 and 2014 | unknown | No | Non-Lead | Tier 5 | No | No | No | checked in meter pit
KS2004510 | 311040901 | 409 11TH ST | DIP | copper | Unknown | copper | Unknown | 3/4" | unknown | pvc | 3/4" | unknown | single family | unknown | unknown | unknown | unknown | unknown | No | Non-Lead | Tier 5 | No | No | No | checked in meter pit
KS2004510 | 311050808 | 508 11TH ST | DIP | copper | Unknown | pex | Unknown | 3/4" | 2000 | copper | 3/4" | 2000 | single family | unknown | unknown | unknown | Between 1989 and 2014 | unknown | No | Non-Lead | Tier 5 | No | No | No | checked in meter pit
KS2004510 | 311050901 | 509 11TH ST | DIP | copper | Unknown | copper | Unknown | 3/4" | unknown | copper | 3/4" | unknown | single family | unknown | unknown | unknown | unknown | unknown | No | Non-Lead | Tier 5 | No | No | No | checked in meter pit
KS2004510 | 311051003 | 510 11TH ST | DIP | copper | Unknown | pex | Unknown | 3/4" | unknown | Galvanized Steel | 3/4" | unknown | single family | unknown | unknown | unknown | unknown | unknown | No | GRR | Tier 3 | Yes | Yes | Yes | checked in meter pit
KS2004510 | 311051606 | 516 11TH ST | DIP | copper | Unknown | pex | Unknown | 3/4" | 2002 | pvc | 3/4" | 2002 | single family | unknown | unknown | unknown | Between 1989 and 2014 | unknown | No | Non-Lead | Tier 5 | No | No | No | checked in meter pit
KS2004510 | 311060200 | 602 11TH ST | DIP | copper | Unknown | copper | Unknown | 3/4" | unknown | copper | 3/4" | unknown | single family | unknown | unknown | unknown | unknown | unknown | No | Non-Lead | Tier 5 | No | No | No | checked in meter pit
KS2004510 | 311060801 | 608 11TH ST | DIP | copper | Unknown | copper | Unknown | 3/4" | 2000 | copper | 3/4" | 2000 | single family | unknown | unknown | unknown | Between 1989 and 2014 | unknown | No | Non-Lead | Tier 5 | No | No | No | checked in meter pit
KS2004510 | 311071020 | 710 11TH ST | DIP | copper | Unknown | pex | Unknown | 3/4" | 1998 | copper | 3/4" | 1998 | single family | unknown | unknown | unknown | Between 1989 and 2014 | unknown | No | Non-Lead | Tier 5 | No | No | No | checked in meter pit
KS2004510 | 311071802 | 718 11TH ST | DIP | copper | Unknown | pex | Unknown | 3/4" | 1996 | pex | 3/4" | 1996 | single family | unknown | unknown | unknown | Between 1989 and 2014 | unknown | No | Non-Lead | Tier 5 | No | No | No | checked in meter pit
KS2004510 | 312092002 | 920 12TH ST | pvc | copper | Unknown | pex | Unknown | 3/4" | 2008 | pex | 3/4" | 2008 | single family | unknown | unknown | unknown | Between 1989 and 2014 | unknown | No | Non-Lead | Tier 5 | No | No | No | checked in meter pit
KS2004510 | 312121605 | 916 12TH ST | pvc | copper | Unknown | pex | Unknown | 3/4" | 2006 | pex | 3/4" | 2006 | single family | unknown | unknown | unknown | Between 1989 and 2014 | unknown | No | Non-Lead | Tier 5 | No | No | No | checked in meter pit
KS2004510 | 330103502 | 1035 AMES ST | pvc | copper | Unknown | copper | Unknown | 3/4" | unknown | copper | 3/4" | unknown | single family | unknown | unknown | unknown | unknown | unknown | No | Non-Lead | Tier 5 | No | No | No | checked in meter pit
KS2004510 | 330110000 | 1652 N 300TH RD | pvc | copper | Unknown | pex | Unknown | 3/4" | unknown | pex | 3/4" | unknown | single family | unknown | unknown | unknown | unknown | unknown | No | Non-Lead | Tier 5 | No | No | No | checked in meter pit
KS2004510 | 331110500 | 1105 BAKER ST | PVC | copper | Unknown | copper | Unknown | 3/4" | unknown | copper | 3/4" | unknown | single family | unknown | unknown | unknown | unknown | unknown | No | Non-Lead | Tier 5 | No | No | No | checked in meter pit
KS2004510 | 331110800 | 1108 BAKER ST | PVC | copper | Unknown | copper | Unknown | 3/4" | unknown | pex | 3/4" | unknown | single family | unknown | unknown | unknown | unknown | unknown | No | Non-Lead | Tier 5 | No | No | No | checked in meter pit
KS2004510 | 332110103 | 1101 CHAPEL ST | PVC | copper | Unknown | copper | Unknown | 3/4" | 2002 | copper | 3/4" | 2002 | single family | unknown | unknown | unknown | Between 1989 and 2014 | unknown | No | Non-Lead | Tier 5 | No | No | No | checked in meter pit
KS2004510 | 332110501 | 1105 CHAPEL ST | PVC | copper | Unknown | copper | Unknown | 3/4" | 2002 | copper | 3/4" | 2002 | single family | unknown | unknown | unknown | Between 1989 and 2014 | unknown | No | Non-Lead | Tier 5 | No | No | No | checked in meter pit
KS2004510 | 332110900 | 1109 CHAPEL ST | PVC | copper | Unknown | pex | Unknown | 3/4" | 1995 | pvc | 1" | 1995 | single family | unknown | unknown | unknown | Between 1989 and 2014 | unknown | No | Non-Lead | Tier 5 | No | No | No | checked in meter pit
KS2004510 | 332111001 | 1110 CHAPEL ST | PVC | copper | Unknown | pex | Unknown | 3/4" | unknown | pvc | 3/4" | unknown | single family | unknown | unknown | unknown | unknown | unknown | No | Non-Lead | Tier 5 | No | No | No | checked in meter pit
KS2004510 | 332111104 | 1111 CHAPEL ST | PVC | copper | Unknown | pex | Unknown | 3/4" | 1995 | pvc | 1" | 1995 | single family | unknown | unknown | unknown | Between 1989 and 2014 | unknown | No | Non-Lead | Tier 5 | No | No | No | checked in meter pit
KS2004510 | 332111301 | 1113 CHAPEL ST | PVC | copper | Unknown | pex | Unknown | 3/4" | 2015 | pvc | 1" | 2015 | single family | unknown | unknown | unknown | After 2014 | unknown | No | Non-Lead | Tier 5 | No | No | No | checked in meter pit
KS2004510 | 332111401 | 1114 CHAPEL ST | PVC | copper | Unknown | pex | Unknown | 3/4" | unknown | pex | 3/4" | unknown | single family | unknown | unknown | unknown | unknown | unknown | No | Non-Lead | Tier 5 | No | No | No | checked in meter pit
KS2004510 | 332111503 | 1115 CHAPEL ST | PVC | copper | Unknown | pex | Unknown | 3/4" | unknown | pex | 1" | unknown | single family | unknown | unknown | unknown | unknown | unknown | No | Non-Lead | Tier 5 | No | No | No | checked in meter pit
KS2004510 | 333110200 | 1102 DEARBORN ST | PVC | copper | Unknown | copper | Unknown | 3/4" | unknown | copper | 3/4" | unknown | single family | unknown | unknown | unknown | unknown | unknown | No | Non-Lead | Tier 5 | No | No | No | checked in meter pit
KS2004510 | 333110405 | 1104 DEARBORN ST | PVC | copper | Unknown | copper | Unknown | 3/4" | unknown | copper | 3/4" | unknown | single family | unknown | unknown | unknown | unknown | unknown | No | Non-Lead | Tier 5 | No | No | No | checked in meter pit
KS2004510 | 333110503 | 1105 DEARBORN ST | PVC | copper | Unknown | copper | Unknown | 3/4" | 1995 | copper | 3/4" | 1995 | single family | unknown | unknown | unknown | Between 1989 and 2014 | unknown | No | Non-Lead | Tier 5 | No | No | No | checked in meter pit
KS2004510 | 333110600 | 1106 DEARBORN ST | PVC | copper | Unknown | copper | Unknown | 3/4" | 1994 | copper | 3/4" | 1994 | single family | unknown | unknown | unknown | Between 1989 and 2014 | unknown | No | Non-Lead | Tier 5 | No | No | No | checked in meter pit
KS2004510 | 333110700 | 1107 DEARBORN ST | PVC | copper | Unknown | copper | Unknown | 3/4" | 1995 | copper | 3/4" | 1995 | single family | unknown | unknown | unknown | Between 1989 and 2014 | unknown | No | Non-Lead | Tier 5 | No | No | No | checked in meter pit
KS2004510 | 333110801 | 1108 DEARBORN ST | PVC | copper | Unknown | copper | Unknown | 3/4" | 1995 | copper | 3/4" | 1995 | single family | unknown | unknown | unknown | Between 1989 and 2014 | unknown | No | Non-Lead | Tier 5 | No | No | No | checked in meter pit
KS2004510 | 333110905 | 1109 DEARBORN ST | PVC | copper | Unknown | copper | Unknown | 3/4" | 1996 | copper | 3/4" | 1996 | single family | unknown | unknown | unknown | Between 1989 and 2014 | unknown | No | Non-Lead | Tier 5 | No | No | No | checked in meter pit
KS2004510 | 333111000 | 1110 DEARBORN ST | PVC | copper | Unknown | copper | Unknown | 3/4" | unknown | copper | 3/4" | unknown | single family | unknown | unknown | unknown | unknown | unknown | No | Non-Lead | Tier 5 | No | No | No | checked in meter pit
KS2004510 | 333111100 | 1111 DEARBORN ST | PVC | copper | Unknown | copper | Unknown | 3/4" | 1996 | copper | 3/4" | 1996 | single family | unknown | unknown | unknown | Between 1989 and 2014 | unknown | No | Non-Lead | Tier 5 | No | No | No | checked in meter pit
KS2004510 | 333111201 | 1112 DEARBORN ST | PVC | copper | Unknown | copper | Unknown | 3/4" | 1994 | copper | 3/4" | 1994 | single family | unknown | unknown | unknown | Between 1989 and 2014 | unknown | No | Non-Lead | Tier 5 | No | No | No | checked in meter pit
KS2004510 | 333111300 | 1113 DEARBORN ST | PVC | copper | Unknown | copper | Unknown | 3/4" | 1996 | copper | 3/4" | 1996 | single family | unknown | unknown | unknown | Between 1989 and 2014 | unknown | No | Non-Lead | Tier 5 | No | No | No | checked in meter pit
KS2004510 | 333111407 | 1114 DEARBORN ST | PVC | copper | Unknown | copper | Unknown | 3/4" | 1995 | copper | 3/4" | 1995 | single family | unknown | unknown | unknown | Between 1989 and 2014 | unknown | No | Non-Lead | Tier 5 | No | No | No | checked in meter pit
KS2004510 | 333111507 | 1115 DEARBORN ST | PVC | copper | Unknown | copper | Unknown | 3/4" | unknown | copper | 3/4" | unknown | single family | unknown | unknown | unknown | unknown | unknown | No | Non-Lead | Tier 5 | No | No | No | checked in meter pit
KS2004510 | 334101604 | 1016 ELM ST | PVC | copper | Unknown | pex | Unknown | 3/4" | unknown | copper | 3/4" | unknown | single family | unknown | unknown | unknown | unknown | unknown | No | Non-Lead | Tier 5 | No | No | No | checked in meter pit
KS2004510 | 334110410 | 1104 ELM ST | PVC | copper | Unknown | pex | Unknown | 3/4" | unknown | pex | 3/4" | unknown | single family | unknown | unknown | unknown | unknown | unknown | No | Non-Lead | Tier 5 | No | No | No | checked in meter pit
KS2004510 | 334110516 | 1105 ELM ST | PVC | copper | Unknown | copper | Unknown | 3/4" | 2003 | copper | 3/4" | 2003 | single family | unknown | unknown | unknown | Between 1989 and 2014 | unknown | No | Non-Lead | Tier 5 | No | No | No | checked in meter pit
KS2004510 | 334110603 | 1106 ELM ST | PVC | copper | Unknown | pex | Unknown | 3/4" | 1999 | pex | 3/4" | 1999 | single family | unknown | unknown | unknown | Between 1989 and 2014 | unknown | No | Non-Lead | Tier 5 | No | No | No | checked in meter pit
KS2004510 | 334110704 | 1107 ELM ST | PVC | copper | Unknown | copper | Unknown | 3/4" | 2003 | copper | 3/4" | 2003 | single family | unknown | unknown | unknown | Between 1989 and 2014 | unknown | No | Non-Lead | Tier 5 | No | No | No | checked in meter pit
KS2004510 | 334110800 | 1108 ELM ST | PVC | copper | Unknown | pex | Unknown | 3/4" | unknown | copper | 3/4" | unknown | single family | unknown | unknown | unknown | unknown | unknown | No | Non-Lead | Tier 5 | No | No | No | checked in meter pit
KS2004510 | 334111001 | 1110 ELM ST | PVC | copper | Unknown | copper | Unknown | 3/4" | unknown | pex | 3/4" | unknown | single family | unknown | unknown | unknown | unknown | unknown | No | Non-Lead | Tier 5 | No | No | No | checked in meter pit
KS2004510 | 334111203 | 1112 ELM ST | PVC | copper | Unknown | copper | Unknown | 3/4" | 2000 | copper | 3/4" | 2000 | single family | unknown | unknown | unknown | Between 1989 and 2014 | unknown | No | Non-Lead | Tier 5 | No | No | No | checked in meter pit
KS2004510 | 334111300 | 1113 ELM ST | PVC | copper | Unknown | copper | Unknown | 3/4" | unknown | copper | 3/4" | unknown | single family | unknown | unknown | unknown | unknown | unknown | No | Non-Lead | Tier 5 | No | No | No | checked in meter pit
KS2004510 | 334111405 | 1114 ELM ST | pvc | copper | Unknown | copper | Unknown | 3/4" | unknown | pex | 3/4" | unknown | single family | unknown | unknown | unknown | unknown | unknown | No | Non-Lead | Tier 5 | No | No | No | checked in meter pit
KS2004510 | 334120501 | 1205 ELM ST | pvc | copper | Unknown | pex | Unknown | 1" | 1999 | pex | 1" | 1999 | single family | unknown | unknown | unknown | Between 1989 and 2014 | unknown | No | Non-Lead | Tier 5 | No | No | No | checked in meter pit
KS2004510 | 334121102 | 1211 ELM ST | pvc | copper | Unknown | pex | Unknown | 1" | 1999 | pex | 1" | 1999 | single family | unknown | unknown | unknown | Between 1989 and 2014 | unknown | No | Non-Lead | Tier 5 | No | No | No | checked in meter pit
KS2004510 | 334121700 | 1217 ELM ST | pvc | copper | Unknown | pex | Unknown | 3/4" | 2000 | copper | 3/4" | 2000 | single family | unknown | unknown | unknown | Between 1989 and 2014 | unknown | No | Non-Lead | Tier 5 | No | No | No | checked in meter pit
KS2004510 | 334122002 | 1220 ELM ST | pvc | copper | Unknown | pex | Unknown | 1" | unknown | copper | 3/4" | unknown | single family | unknown | unknown | unknown | unknown | unknown | No | Non-Lead | Tier 5 | No | No | No | checked in meter pit
KS2004510 | 335110001 | 1100 FREMONT ST | pvc | copper | Unknown | pex | Unknown | 3/4" | 2016 | pex | 3/4" | 2016 | single family | unknown | unknown | unknown | After 2014 | unknown | No | Non-Lead | Tier 5 | No | No | No | checked in meter pit
KS2004510 | 335110301 | 1103 FREMONT ST | CIP | copper | Unknown | copper | Unknown | 3/4" | unknown | copper | 3/4" | unknown | single family | unknown | unknown | unknown | unknown | unknown | No | Non-Lead | Tier 5 | No | No | No | checked in meter pit
KS2004510 | 335110401 | 1104 FREMONT ST | pvc | copper | Unknown | copper | Unknown | 3/4" | 2003 | copper | 3/4" | 2003 | single family | unknown | unknown | unknown | Between 1989 and 2014 | unknown | No | Non-Lead | Tier 5 | No | No | No | checked in meter pit
KS2004510 | 335110501 | 1105 FREMONT ST | CIP | copper | Unknown | copper | Unknown | 3/4" | unknown | copper | 3/4" | unknown | single family | unknown | unknown | unknown | unknown | unknown | No | Non-Lead | Tier 5 | No | No | No | checked in meter pit
KS2004510 | 335110600 | 1106 FREMONT ST | pvc | copper | Unknown | copper | Unknown | 3/4" | 2003 | copper | 3/4" | 2003 | single family | unknown | unknown | unknown | Between 1989 and 2014 | unknown | No | Non-Lead | Tier 5 | No | No | No | checked in meter pit
KS2004510 | 335110700 | 1107 FREMONT ST | CIP | copper | Unknown | copper | Unknown | 3/4" | 2001 | copper | 3/4" | 2001 | single family | unknown | unknown | unknown | Between 1989 and 2014 | unknown | No | Non-Lead | Tier 5 | No | No | No | checked in meter pit
KS2004510 | 335110800 | 1108 FREMONT ST | pvc | copper | Unknown | copper | Unknown | 3/4" | 2003 | copper | 3/4" | 2003 | single family | unknown | unknown | unknown | Between 1989 and 2014 | unknown | No | Non-Lead | Tier 5 | No | No | No | checked in meter pit
KS2004510 | 335110903 | 1109 FREMONT ST | CIP | copper | Unknown | copper | Unknown | 3/4" | 1994 | copper | 3/4" | 1994 | single family | unknown | unknown | unknown | Between 1989 and 2014 | unknown | No | Non-Lead | Tier 5 | No | No | No | checked in meter pit
KS2004510 | 335111008 | 1110 FREMONT ST | pvc | copper | Unknown | copper | Unknown | 3/4" | 2003 | copper | 3/4" | 2003 | single family | unknown | unknown | unknown | Between 1989 and 2014 | unknown | No | Non-Lead | Tier 5 | No | No | No | checked in meter pit
KS2004510 | 335111100 | 1111 FREMONT ST | CIP | copper | Unknown | copper | Unknown | 3/4" | unknown | copper | 3/4" | unknown | single family | unknown | unknown | unknown | unknown | unknown | No | Non-Lead | Tier 5 | No | No | No | checked in meter pit
KS2004510 | 335111201 | 1112 FREMONT ST | pvc | copper | Unknown | copper | Unknown | 3/4" | 2003 | copper | 3/4" | 2003 | single family | unknown | unknown | unknown | Between 1989 and 2014 | unknown | No | Non-Lead | Tier 5 | No | No | No | checked in meter pit
KS2004510 | 335111304 | 1113 FREMONT ST | CIP | copper | Unknown | copper | Unknown | 3/4" | 2000 | copper | 3/4" | 2000 | single family | unknown | unknown | unknown | Between 1989 and 2014 | unknown | No | Non-Lead | Tier 5 | No | No | No | checked in meter pit
KS2004510 | 335120501 | 1205 FREMONT ST | PVC | copper | Unknown | pex | Unknown | 3/4" | 2017 | pex | 3/4" | 2017 | single family | unknown | unknown | unknown | After 2014 | unknown | No | Non-Lead | Tier 5 | No | No | No | checked in meter pit
KS2004510 | 335120602 | 1206 FREMONT ST | PVC | copper | Unknown | pex | Unknown | 3/4" | 1999 | pex | 3/4" | 1999 | single family | unknown | unknown | unknown | Between 1989 and 2014 | unknown | No | Non-Lead | Tier 5 | No | No | No | checked in meter pit
KS2004510 | 335120903 | 1209 FREMONT ST | PVC | copper | Unknown | pex | Unknown | 3/4" | 2017 | pex | 3/4" | 2017 | single family | unknown | unknown | unknown | After 2014 | unknown | No | Non-Lead | Tier 5 | No | No | No | checked in meter pit
KS2004510 | 335121202 | 1212 FREMONT ST | PVC | copper | Unknown | copper | Unknown | 3/4" | 1998 | copper | 3/4" | 1998 | single family | unknown | unknown | unknown | Between 1989 and 2014 | unknown | No | Non-Lead | Tier 5 | No | No | No | checked in meter pit
KS2004510 | 335121302 | 1213 FREMONT ST | PVC | copper | Unknown | pex | Unknown | 3/4" | unknown | pex | 3/4" | unknown | single family | unknown | unknown | unknown | unknown | unknown | No | Non-Lead | Tier 5 | No | No | No | checked in meter pit
KS2004510 | 335121701 | 1217 FREMONT ST | PVC | copper | Unknown | pex | Unknown | 3/4" | 2017 | pex | 3/4" | 2017 | single family | unknown | unknown | unknown | After 2014 | unknown | No | Non-Lead | Tier 5 | No | No | No | checked in meter pit
KS2004510 | 335121801 | 1218 FREMONT ST | PVC | copper | Unknown | copper | Unknown | 3/4" | unknown | copper | 3/4" | unknown | single family | unknown | unknown | unknown | unknown | unknown | No | Non-Lead | Tier 5 | No | No | No | checked in meter pit
KS2004510 | 335122101 | 1221 FREMONT ST | PVC | copper | Unknown | pex | Unknown | 3/4" | 2017 | pex | 3/4" | 2017 | single family | unknown | unknown | unknown | After 2014 | unknown | No | Non-Lead | Tier 5 | No | No | No | checked in meter pit
KS2004510 | 335130209 | 1302 FREMONT ST | PVC | copper | Unknown | copper | Unknown | 3/4" | 2000 | copper | 3/4" | 2000 | single family | unknown | unknown | unknown | Between 1989 and 2014 | unknown | No | Non-Lead | Tier 5 | No | No | No | checked in meter pit
KS2004510 | 336110107 | 1101 GROVE ST | PVC | copper | Unknown | copper | Unknown | 3/4" | 1996 | copper | 3/4" | 1996 | single family | unknown | unknown | unknown | Between 1989 and 2014 | unknown | No | Non-Lead | Tier 5 | No | No | No | checked in meter pit
KS2004510 | 336110200 | 1102 GROVE ST | PVC | copper | Unknown | copper | Unknown | 3/4" | 1999 | copper | 3/4" | 1999 | single family | unknown | unknown | unknown | Between 1989 and 2014 | unknown | No | Non-Lead | Tier 5 | No | No | No | checked in meter pit
KS2004510 | 336110303 | 1103 GROVE ST | PVC | copper | Unknown | copper | Unknown | 3/4" | 1999 | copper | 3/4" | 1999 | single family | unknown | unknown | unknown | Between 1989 and 2014 | unknown | No | Non-Lead | Tier 5 | No | No | No | checked in meter pit
KS2004510 | 336110401 | 1104 GROVE ST | PVC | copper | Unknown | copper | Unknown | 3/4" | 2001 | copper | 3/4" | 2001 | single family | unknown | unknown | unknown | Between 1989 and 2014 | unknown | No | Non-Lead | Tier 5 | No | No | No | checked in meter pit
KS2004510 | 336110501 | 1105 GROVE ST | PVC | copper | Unknown | copper | Unknown | 3/4" | unknown | copper | 3/4" | unknown | single family | unknown | unknown | unknown | unknown | unknown | No | Non-Lead | Tier 5 | No | No | No | checked in meter pit
KS2004510 | 336110601 | 1106 GROVE ST | PVC | copper | Unknown | copper | Unknown | 3/4" | 2000 | copper | 3/4" | 2000 | single family | unknown | unknown | unknown | Between 1989 and 2014 | unknown | No | Non-Lead | Tier 5 | No | No | No | checked in meter pit
KS2004510 | 336110705 | 1107 GROVE ST | PVC | copper | Unknown | copper | Unknown | 3/4" | unknown | copper | 3/4" | unknown | single family | unknown | unknown | unknown | unknown | unknown | No | Non-Lead | Tier 5 | No | No | No | checked in meter pit
KS2004510 | 336110801 | 1108 GROVE ST | PVC | copper | Unknown | copper | Unknown | 3/4" | 2000 | copper | 1" | 2000 | single family | unknown | unknown | unknown | Between 1989 and 2014 | unknown | No | Non-Lead | Tier 5 | No | No | No | checked in meter pit
KS2004510 | 336110901 | 1109 GROVE ST | PVC | copper | Unknown | copper | Unknown | 3/4" | 1999 | copper | 3/4" | 1999 | single family | unknown | unknown | unknown | Between 1989 and 2014 | unknown | No | Non-Lead | Tier 5 | No | No | No | checked in meter pit
KS2004510 | 336111002 | 1110 GROVE ST | PVC | copper | Unknown | copper | Unknown | 3/4" | 2000 | copper | 3/4" | 2000 | single family | unknown | unknown | unknown | Between 1989 and 2014 | unknown | No | Non-Lead | Tier 5 | No | No | No | checked in meter pit
KS2004510 | 336111101 | 1111 GROVE ST | PVC | copper | Unknown | copper | Unknown | 3/4" | 1998 | copper | 3/4" | 1998 | single family | unknown | unknown | unknown | Between 1989 and 2014 | unknown | No | Non-Lead | Tier 5 | No | No | No | checked in meter pit
KS2004510 | 336111205 | 1112 GROVE ST | PVC | copper | Unknown | copper | Unknown | 3/4" | 2000 | copper | 3/4" | 2000 | single family | unknown | unknown | unknown | Between 1989 and 2014 | unknown | No | Non-Lead | Tier 5 | No | No | No | checked in meter pit
KS2004510 | 336111302 | 1113 GROVE ST | PVC | copper | Unknown | copper | Unknown | 3/4" | 1997 | copper | 3/4" | 1997 | single family | unknown | unknown | unknown | Between 1989 and 2014 | unknown | No | Non-Lead | Tier 5 | No | No | No | checked in meter pit
KS2004510 | 336111406 | 1114 GROVE ST | PVC | copper | Unknown | copper | Unknown | 3/4" | 1997 | copper | 3/4" | 1997 | single family | unknown | unknown | unknown | Between 1989 and 2014 | unknown | No | Non-Lead | Tier 5 | No | No | No | checked in meter pit
KS2004510 | 336111503 | 1115 GROVE ST | PVC | copper | Unknown | copper | Unknown | 3/4" | 1997 | copper | 3/4" | 1997 | single family | unknown | unknown | unknown | Between 1989 and 2014 | unknown | No | Non-Lead | Tier 5 | No | No | No | checked in meter pit
KS2004510 | 336111602 | 1116 GROVE ST | PVC | copper | Unknown | copper | Unknown | 3/4" | 1998 | copper | 3/4" | 1998 | single family | unknown | unknown | unknown | Between 1989 and 2014 | unknown | No | Non-Lead | Tier 5 | No | No | No | checked in meter pit
KS2004510 | 336120001 | 1200 GROVE ST | PVC | copper | Unknown | pex | Unknown | 1" | 2017 | pex | 1" | 2017 | single family | unknown | unknown | unknown | After 2014 | unknown | No | Non-Lead | Tier 5 | No | No | No | checked in meter pit
KS2004510 | 336120101 | 1201 GROVE ST | PVC | copper | Unknown | pex | Unknown | 1" | unknown | pex | 1" | unknown | single family | unknown | unknown | unknown | unknown | unknown | No | Non-Lead | Tier 5 | No | No | No | checked in meter pit
KS2004510 | 336120202 | 1202 GROVE ST | PVC | copper | Unknown | pex | Unknown | 1" | unknown | pex | 1" | unknown | single family | unknown | unknown | unknown | unknown | unknown | No | Non-Lead | Tier 5 | No | No | No | checked in meter pit
KS2004510 | 337101600 | 1016 HIGH ST | PVC | copper | Unknown | copper | Unknown | 3/4" | unknown | copper | 3/4" | unknown | single family | unknown | unknown | unknown | unknown | unknown | No | Non-Lead | Tier 5 | No | No | No | checked in meter pit
KS2004510 | 337110100 | 1101 HIGH ST | PVC | copper | Unknown | pex | Unknown | 1" | 2012 | pex | 1" | 2012 | single family | unknown | unknown | unknown | Between 1989 and 2014 | unknown | No | Non-Lead | Tier 5 | No | No | No | checked in meter pit
KS2004510 | 337110409 | 1104 HIGH ST | PVC | copper | Unknown | copper | Unknown | 3/4" | unknown | copper | 3/4" | unknown | single family | unknown | unknown | unknown | unknown | unknown | No | Non-Lead | Tier 5 | No | No | No | checked in meter pit
KS2004510 | 337111401 | 1114 HIGH ST | PVC | copper | Unknown | pex | Unknown | 3/4" | 2017 | pex | 3/4" | 2017 | single family | unknown | unknown | unknown | After 2014 | unknown | No | Non-Lead | Tier 5 | No | No | No | checked in meter pit
KS2004510 | 337112401 | 1124 HIGH ST | PVC | copper | Unknown | pex | Unknown | 3/4" | 2016 | pex | 3/4" | 2016 | single family | unknown | unknown | unknown | After 2014 | unknown | No | Non-Lead | Tier 5 | No | No | No | checked in meter pit
KS2004510 | 337112804 | 1128 HIGH ST | pvc | copper | Unknown | copper | Unknown | 3/4" | unknown | pex | 3/4" | unknown | single family | unknown | unknown | unknown | unknown | unknown | No | Non-Lead | Tier 5 | No | No | No | checked in meter pit
KS2004510 | 337113706 | 1137 HIGH ST | pvc | copper | Unknown | pex | Unknown | 1" | unknown | pex | 1" | unknown | single family | unknown | unknown | unknown | unknown | unknown | No | Non-Lead | Tier 5 | No | No | No | checked in meter pit
KS2004510 | 337120301 | 1203 HIGH ST | pvc | copper | Unknown | pex | Unknown | 1" | unknown | pex | 1" | unknown | single family | unknown | unknown | unknown | unknown | unknown | No | Non-Lead | Tier 5 | No | No | No | checked in meter pit
KS2004510 | 337121000 | 1210 HIGH ST | pvc | copper | Unknown | pex | Unknown | 1" | unknown | pex | 1" | unknown | single family | unknown | unknown | unknown | unknown | unknown | No | Non-Lead | Tier 5 | No | No | No | checked in meter pit
KS2004510 | 337121213 | 1212 HIGH ST | pvc | copper | Unknown | pex | Unknown | 1" | unknown | pex | 1" | unknown | single family | unknown | unknown | unknown | unknown | unknown | No | Non-Lead | Tier 5 | No | No | No | checked in meter pit
KS2004510 | 337121308 | 1213 HIGH ST | pvc | copper | Unknown | pex | Unknown | 1" | 1994 | pex | 1" | 1994 | single family | unknown | unknown | unknown | Between 1989 and 2014 | unknown | No | Non-Lead | Tier 5 | No | No | No | checked in meter pit
KS2004510 | 337121400 | 1214 HIGH ST | pvc | copper | Unknown | pex | Unknown | 1" | unknown | pex | 1" | unknown | single family | unknown | unknown | unknown | unknown | unknown | No | Non-Lead | Tier 5 | No | No | No | checked in meter pit
KS2004510 | 337122001 | 1220 HIGH ST | pvc | copper | Unknown | pex | Unknown | 1" | unknown | pex | 1" | unknown | single family | unknown | unknown | unknown | unknown | unknown | No | Non-Lead | Tier 5 | No | No | No | checked in meter pit
KS2004510 | 337122109 | 1221 HIGH ST | pvc | copper | Unknown | pex | Unknown | 1" | unknown | pex | 1" | unknown | single family | unknown | unknown | unknown | unknown | unknown | No | Non-Lead | Tier 5 | No | No | No | checked in meter pit
KS2004510 | 337122400 | 1225 HIGH ST (WATER) | pvc | copper | Unknown | pex | Unknown | 1" | unknown | pex | 1" | unknown | Multi-Family | unknown | unknown | unknown | unknown | unknown | No | Non-Lead | Tier 5 | No | No | No | checked in meter pit
KS2004510 | 337130200 | 1302 HIGH ST | pvc | copper | Unknown | pex | Unknown | 3/4" | unknown | pex | 3/4" | unknown | single family | unknown | unknown | unknown | unknown | unknown | No | Non-Lead | Tier 5 | No | No | No | checked in meter pit
KS2004510 | 337130801 | 1308 HIGH ST | pvc | copper | Unknown | pex | Unknown | 3/4" | 1996 | pex | 3/4" | 1996 | single family | unknown | unknown | unknown | Between 1989 and 2014 | unknown | No | Non-Lead | Tier 5 | No | No | No | checked in meter pit
KS2004510 | 337131105 | 1301 HIGH ST | pvc | copper | Unknown | pex | Unknown | 1" | unknown | pex | 1" | unknown | single family | unknown | unknown | unknown | unknown | unknown | No | Non-Lead | Tier 5 | No | No | No | checked in meter pit
KS2004510 | 337131404 | 1314 HIGH ST | pvc | copper | Unknown | pex | Unknown | 1" | unknown | pex | 1" | unknown | single family | unknown | unknown | unknown | unknown | unknown | No | Non-Lead | Tier 5 | No | No | No | checked in meter pit
KS2004510 | 337131508 | 1315 HIGH ST | pvc | copper | Unknown | pex | Unknown | 3/4" | unknown | pex | 3/4" | unknown | single family | unknown | unknown | unknown | unknown | unknown | No | Non-Lead | Tier 5 | No | No | No | checked in meter pit
KS2004510 | 337132007 | 1320 HIGH ST | pvc | copper | Unknown | pex | Unknown | 1" | unknown | pex | 1" | unknown | single family | unknown | unknown | unknown | unknown | unknown | No | Non-Lead | Tier 5 | No | No | No | checked in meter pit
KS2004510 | 337132102 | 1321 HIGH ST | PVC | copper | Unknown | pex | Unknown | 1" | unknown | pex | 1" | unknown | single family | unknown | unknown | unknown | unknown | unknown | No | Non-Lead | Tier 5 | No | No | No | checked in meter pit
KS2004510 | 337132208 | 1322 HIGH ST | PVC | copper | Unknown | copper | Unknown | 3/4" | unknown | pvc | 3/4" | unknown | single family | unknown | unknown | unknown | unknown | unknown | No | Non-Lead | Tier 5 | No | No | No | checked in meter pit
KS2004510 | 337132418 | 1324 HIGH ST | PVC | copper | Unknown | copper | Unknown | 3/4" | unknown | pvc | 3/4" | unknown | single family | unknown | unknown | unknown | unknown | unknown | No | Non-Lead | Tier 5 | No | No | No | checked in meter pit
KS2004510 | 337132903 | 1329 HIGH ST | PVC | copper | Unknown | pex | Unknown | 3/4" | unknown | pex | 3/4" | unknown | single family | unknown | unknown | unknown | unknown | unknown | No | Non-Lead | Tier 5 | No | No | No | checked in meter pit
KS2004510 | 337140301 | 1403 HIGH ST | PVC | copper | Unknown | pex | Unknown | 3/4" | unknown | pex | 3/4" | unknown | single family | unknown | unknown | unknown | unknown | unknown | No | Non-Lead | Tier 5 | No | No | No | checked in meter pit
KS2004510 | 337140400 | 1404 HIGH ST | PVC | copper | Unknown | copper | Unknown | 3/4" | unknown | copper | 3/4" | unknown | single family | unknown | unknown | unknown | unknown | unknown | No | Non-Lead | Tier 5 | No | No | No | checked in meter pit
KS2004510 | 337140800 | 1408 HIGH ST | PVC | copper | Unknown | pex | Unknown | 3/4" | 1999 | pex | 3/4" | 1999 | single family | unknown | unknown | unknown | Between 1989 and 2014 | unknown | No | Non-Lead | Tier 5 | No | No | No | checked in meter pit
KS2004510 | 337141103 | 1411 HIGH ST | PVC | copper | Unknown | pex | Unknown | 3/4" | 2004 | copper | 3/4" | 2004 | single family | unknown | unknown | unknown | Between 1989 and 2014 | unknown | No | Non-Lead | Tier 5 | No | No | No | checked in meter pit
KS2004510 | 337141408 | 1414 HIGH ST | PVC | copper | Unknown | copper | Unknown | 3/4" | 1994 | copper | 3/4" | 1994 | single family | unknown | unknown | unknown | Between 1989 and 2014 | unknown | No | Non-Lead | Tier 5 | No | No | No | checked in meter pit
KS2004510 | 337141511 | 1415 HIGH ST | PVC | copper | Unknown | pex | Unknown | 3/4" | unknown | copper | 3/4" | unknown | single family | unknown | unknown | unknown | unknown | unknown | No | Non-Lead | Tier 5 | No | No | No | checked in meter pit
KS2004510 | 337141612 | 1416 HIGH ST | PVC | copper | Unknown | pex | Unknown | 3/4" | unknown | pex | 3/4" | unknown | single family | unknown | unknown | unknown | unknown | unknown | No | Non-Lead | Tier 5 | No | No | No | checked in meter pit
KS2004510 | 337141905 | 1419 HIGH ST | PVC | copper | Unknown | copper | Unknown | 3/4" | unknown | pex | 3/4" | unknown | single family | unknown | unknown | unknown | unknown | unknown | No | Non-Lead | Tier 5 | No | No | No | checked in meter pit
KS2004510 | 337142204 | 1422 HIGH ST | PVC | copper | Unknown | pex | Unknown | 3/4" | unknown | pex | 3/4" | unknown | single family | unknown | unknown | unknown | unknown | unknown | No | Non-Lead | Tier 5 | No | No | No | checked in meter pit
KS2004510 | 337142503 | 1425 HIGH ST | PVC | copper | Unknown | pex | Unknown | 3/4" | unknown | pex | 3/4" | unknown | single family | unknown | unknown | unknown | unknown | unknown | No | Non-Lead | Tier 5 | No | No | No | checked in meter pit
KS2004510 | 337142813 | 1428 HIGH ST | PVC | copper | Unknown | pex | Unknown | 3/4" | unknown | pex | 3/4" | unknown | single family | unknown | unknown | unknown | unknown | unknown | No | Non-Lead | Tier 5 | No | No | No | checked in meter pit
KS2004510 | 337151303 | 1515 HIGH ST | PVC | copper | Unknown | pex | Unknown | 3/4" | unknown | pex | 3/4" | unknown | single family | unknown | unknown | unknown | unknown | unknown | No | Non-Lead | Tier 5 | No | No | No | checked in meter pit
KS2004510 | 337160000 | 1600 HIGH ST N | PVC | copper | Unknown | pex | Unknown | 1" | unknown | pex | 1" | unknown | single family | unknown | unknown | unknown | unknown | unknown | No | Non-Lead | Tier 5 | No | No | No | checked in meter pit
KS2004510 | 337160400 | 1604 HIGH ST | PVC | copper | Unknown | pex | Unknown | 3/4" | unknown | copper | 3/4" | unknown | building | unknown | unknown | unknown | unknown | unknown | No | Non-Lead | Tier 5 | No | No | No | checked in meter pit
KS2004510 | 337170111 | 1701 HIGH ST | PVC | copper | Unknown | pex | Unknown | 3/4" | unknown | pex | 3/4" | unknown | single family | unknown | unknown | unknown | unknown | unknown | No | Non-Lead | Tier 5 | No | No | No | checked in meter pit
KS2004510 | 337170806 | 1708 HIGH ST | PVC | copper | Unknown | pex | Unknown | 3/4" | unknown | copper | 1/2" | unknown | single family | unknown | unknown | unknown | unknown | unknown | No | Non-Lead | Tier 5 | No | No | No | checked in meter pit
KS2004510 | 337172000 | 1720 HIGH ST | PVC | copper | Unknown | copper | Unknown | 3/4" | unknown | copper | 3/4" | unknown | single family | unknown | unknown | unknown | unknown | unknown | No | Non-Lead | Tier 5 | No | No | No | checked in meter pit
KS2004510 | 337172100 | 1721 HIGH ST | PVC | copper | Unknown | copper | Unknown | 3/4" | unknown | pex | 3/4" | unknown | single family | unknown | unknown | unknown | unknown | unknown | No | Non-Lead | Tier 5 | No | No | No | checked in meter pit
KS2004510 | 339111402 | 1114 JERSEY ST | PVC | copper | Unknown | pex | Unknown | 3/4" | 2008 | pex | 3/4" | 2008 | single family | unknown | unknown | unknown | Between 1989 and 2014 | unknown | No | Non-Lead | Tier 5 | No | No | No | checked in meter pit
KS2004510 | 339111502 | 1115 JERSEY ST | PVC | copper | Unknown | copper | Unknown | 3/4" | 2021 | copper | 3/4" | 2021 | single family | unknown | unknown | unknown | After 2014 | unknown | No | Non-Lead | Tier 5 | No | No | No | checked in meter pit
KS2004510 | 339111801 | 1118 JERSEY ST | PVC | copper | Unknown | copper | Unknown | 3/4" | unknown | copper | 3/4" | unknown | single family | unknown | unknown | unknown | unknown | unknown | No | Non-Lead | Tier 5 | No | No | No | checked in meter pit
KS2004510 | 339111900 | 1119 JERSEY ST | PVC | Polyethylene | Unknown | pvc | Unknown | 2" | unknown | pvc | 2" | unknown | single family | unknown | unknown | unknown | unknown | unknown | No | Non-Lead | Tier 5 | No | No | No | checked in meter pit
KS2004510 | 347081411 | 814 ORCHARD LN | PVC | copper | Unknown | copper | Unknown | 3/4" | 2005 | copper | 3/4" | 2005 | single family | unknown | unknown | unknown | Between 1989 and 2014 | unknown | No | Non-Lead | Tier 5 | No | No | No | checked in meter pit
KS2004510 | 347101600 | 1016 ORCHARD LN | PVC | copper | Unknown | copper | Unknown | 2" | unknown | copper | 2" | unknown | single family | unknown | unknown | unknown | unknown | unknown | No | Non-Lead | Tier 5 | No | No | No | checked in meter pit
KS2004510 | 347122302 | 1223 ORCHARD LN | PVC | copper | Unknown | copper | Unknown | 2" | 2007 | copper | 2" | 2007 | single family | unknown | unknown | unknown | Between 1989 and 2014 | unknown | No | Non-Lead | Tier 5 | No | No | No | checked in meter pit
KS2004510 | 349081205 | 812 MAIN ST | PVC | copper | Unknown | copper | Unknown | 3/4" | unknown | copper | 3/4" | unknown | single family | unknown | unknown | unknown | unknown | unknown | No | Non-Lead | Tier 5 | No | No | No | checked in meter pit
KS2004510 | 349100000 | 1102 MAIN ST | PVC | copper | Unknown | pex | Unknown | 3/4" | unknown | pex | 3/4" | unknown | single family | unknown | unknown | unknown | unknown | unknown | No | Non-Lead | Tier 5 | No | No | No | checked in meter pit
KS2004510 | 350090911 | 909 MIAMI ST | dip | copper | Unknown | pex | Unknown | 3/4" | 1996 | pex | 3/4" | 1996 | single family | unknown | unknown | unknown | Between 1989 and 2014 | unknown | No | Non-Lead | Tier 5 | No | No | No | checked in meter pit
KS2004510 | 350100103 | 1001 MIAMI ST | dip | copper | Unknown | Galvanized Steel | Unknown | 3/4" | unknown | copper | 3/4" | unknown | single family | unknown | unknown | unknown | unknown | unknown | No | GRR | Tier 3 | Yes | Yes | Yes | checked in meter pit
KS2004510 | 350101800 | 1018 MIAMI ST | dip | copper | Unknown | pex | Unknown | 3/4" | unknown | pvc | 1" | unknown | single family | unknown | unknown | unknown | unknown | unknown | No | Non-Lead | Tier 5 | No | No | No | checked in meter pit
KS2004510 | 350120000 | 1200 MIAMI ST | pvc | copper | no | pex | no | 3/4" | unknown | pex | 3/4" | unknown | single family | unknown | unknown | unknown | unknown | no | No | Non-Lead | Tier 5 | No | No | No | checked in meter pit
KS2004510 | 350120400 | 1204 MIAMI ST | pvc | copper | no | pex | no | 3/4" | unknown | copper | 3/4" | unknown | single family | unknown | unknown | unknown | unknown | no | No | Non-Lead | Tier 5 | No | No | No | checked in meter pit
KS2004510 | 350120503 | 1205 MIAMI ST | pvc | copper | no | pex | no | 3/4" | unknown | pex | 3/4" | unknown | single family | unknown | unknown | unknown | unknown | no | No | Non-Lead | Tier 5 | No | No | No | checked in meter pit
KS2004510 | 350120802 | 1208 MIAMI ST | pvc | copper | no | pex | no | 3/4" | unknown | pex | 3/4" | unknown | single family | unknown | unknown | unknown | unknown | no | No | Non-Lead | Tier 5 | No | No | No | checked in meter pit
KS2004510 | 350120903 | 1209 MIAMI ST | pvc | copper | no | pex | no | 3/4" | unknown | pex | 3/4" | unknown | single family | unknown | unknown | unknown | unknown | no | No | Non-Lead | Tier 5 | No | No | No | checked in meter pit
KS2004510 | 350121203 | 1212 MIAMI ST | pvc | copper | no | pex | no | 3/4" | unknown | pex | 3/4" | unknown | single family | unknown | unknown | unknown | unknown | no | No | Non-Lead | Tier 5 | No | No | No | checked in meter pit
KS2004510 | 350121302 | 1213 MIAMI ST | pvc | copper | no | pex | no | 3/4" | unknown | pex | 3/4" | unknown | single family | unknown | unknown | unknown | unknown | no | No | Non-Lead | Tier 5 | No | No | No | checked in meter pit
KS2004510 | 350121602 | 1216 MIAMI ST | pvc | copper | no | pex | no | 3/4" | unknown | pex | 3/4" | unknown | single family | unknown | unknown | unknown | unknown | no | No | Non-Lead | Tier 5 | No | No | No | checked in meter pit
KS2004510 | 350121707 | 1217 MIAMI ST | pvc | copper | no | pex | no | 3/4" | unknown | pex | 3/4" | unknown | single family | unknown | unknown | unknown | unknown | no | No | Non-Lead | Tier 5 | No | No | No | checked in meter pit
KS2004510 | 350122010 | 1220 MIAMI ST | pvc | copper | no | pex | no | 3/4" | unknown | pex | 3/4" | unknown | single family | unknown | unknown | unknown | unknown | no | No | Non-Lead | Tier 5 | No | No | No | checked in meter pit
KS2004510 | 350122109 | 1221 MIAMI ST | pvc | copper | no | pex | no | 3/4" | unknown | pex | 3/4" | unknown | single family | unknown | unknown | unknown | unknown | no | No | Non-Lead | Tier 5 | No | No | No | checked in meter pit
KS2004510 | 350122403 | 1224 MIAMI ST | pvc | copper | no | pex | no | 3/4" | unknown | pex | 3/4" | unknown | single family | unknown | unknown | unknown | unknown | no | No | Non-Lead | Tier 5 | No | No | No | checked in meter pit
KS2004510 | 350122505 | 1225 MIAMI ST | pvc | copper | no | copper | no | 3/4" | unknown | copper | 3/4" | unknown | single family | unknown | unknown | unknown | unknown | no | No | Non-Lead | Tier 5 | No | No | No | checked in meter pit
KS2004510 | 350122802 | 1228 MIAMI ST | pvc | copper | no | copper | no | 3/4" | unknown | copper | 3/4" | unknown | single family | unknown | unknown | unknown | unknown | no | No | Non-Lead | Tier 5 | No | No | No | checked in meter pit
KS2004510 | 351090800 | 1702 COLLEGE ST | dip | copper | Unknown | pex | Unknown | 3/4" | unknown | pex | 3/4" | unknown | single family | unknown | unknown | unknown | unknown | unknown | No | Non-Lead | Tier 5 | No | No | No | checked in meter pit
KS2004510 | 351120502 | 1205 SUMMIT ST | pvc | copper | Unknown | copper | Unknown | 3/4" | 1996 | copper | 3/4" | 1996 | single family | unknown | unknown | unknown | Between 1989 and 2014 | unknown | No | Non-Lead | Tier 5 | No | No | No | checked in meter pit
KS2004510 | 351120901 | 1209 SUMMIT ST | PVC | copper | Unknown | copper | Unknown | 3/4" | 1997 | copper | 3/4" | 1997 | single family | unknown | unknown | unknown | Between 1989 and 2014 | unknown | No | Non-Lead | Tier 5 | No | No | No | checked in meter pit
KS2004510 | 351121203 | 1212 SUMMIT ST | PVC | copper | Unknown | pex | Unknown | 3/4" | 1997 | pex | 3/4" | 1997 | single family | unknown | unknown | unknown | Between 1989 and 2014 | unknown | No | Non-Lead | Tier 5 | No | No | No | checked in meter pit
KS2004510 | 351121302 | 1213 SUMMIT ST | PVC | copper | Unknown | pex | Unknown | 3/4" | 1997 | pex | 3/4" | 1997 | single family | unknown | unknown | unknown | Between 1989 and 2014 | unknown | No | Non-Lead | Tier 5 | No | No | No | checked in meter pit
KS2004510 | 351121601 | 1216 SUMMIT ST | PVC | copper | Unknown | pex | Unknown | 3/4" | 1996 | pex | 3/4" | 1996 | single family | unknown | unknown | unknown | Between 1989 and 2014 | unknown | No | Non-Lead | Tier 5 | No | No | No | checked in meter pit
KS2004510 | 351121701 | 1217 SUMMIT ST | PVC | copper | Unknown | pex | Unknown | 3/4" | 1997 | pex | 3/4" | 1997 | single family | unknown | unknown | unknown | Between 1989 and 2014 | unknown | No | Non-Lead | Tier 5 | No | No | No | checked in meter pit
KS2004510 | 351122003 | 1220 SUMMIT ST | PVC | copper | Unknown | pex | Unknown | 3/4" | 1997 | pex | 3/4" | 1997 | single family | unknown | unknown | unknown | Between 1989 and 2014 | unknown | No | Non-Lead | Tier 5 | No | No | No | checked in meter pit
KS2004510 | 351122100 | 1221 SUMMIT ST | PVC | copper | Unknown | pex | Unknown | 3/4" | 1997 | pex | 3/4" | 1997 | single family | unknown | unknown | unknown | Between 1989 and 2014 | unknown | No | Non-Lead | Tier 5 | No | No | No | checked in meter pit
KS2004510 | 351122407 | 1224 SUMMIT ST | PVC | copper | Unknown | pex | Unknown | 3/4" | 1997 | pex | 3/4" | 1997 | single family | unknown | unknown | unknown | Between 1989 and 2014 | unknown | No | Non-Lead | Tier 5 | No | No | No | checked in meter pit
KS2004510 | 351122500 | 1225 SUMMIT ST | PVC | copper | Unknown | copper | Unknown | 3/4" | 1997 | copper | 3/4" | 1997 | single family | unknown | unknown | unknown | Between 1989 and 2014 | unknown | No | Non-Lead | Tier 5 | No | No | No | checked in meter pit
KS2004510 | 352040301 | 403 LAWRENCE ST | pvc | copper | Unknown | pex | Unknown | 3/4" | unknown | pvc | 1" | unknown | single family | unknown | unknown | unknown | unknown | unknown | No | Non-Lead | Tier 5 | No | No | No | checked in meter pit
KS2004510 | 352050000 | 500 LAWRENCE ST | pvc | copper | Unknown | pvc | Unknown | 3" | 2010 | pvc | 3" | 2010 | building | unknown | unknown | unknown | Between 1989 and 2014 | unknown | No | Non-Lead | Tier 5 | No | No | No | checked in meter pit
KS2004510 | 352050000 | 500 LAWRENCE ST | pvc | copper | Unknown | copper | Unknown | 2" | 2010 | copper | 2" | 2010 | building | unknown | unknown | unknown | Between 1989 and 2014 | unknown | No | Non-Lead | Tier 5 | No | No | No | checked in meter pit
KS2004510 | 352050101 | 501 LAWRENCE ST | pvc | copper | Unknown | copper | Unknown | 3/4" | unknown | copper | 3/4" | unknown | single family | unknown | unknown | unknown | unknown | unknown | No | Non-Lead | Tier 5 | No | No | No | checked in meter pit
KS2004510 | 352050503 | 505 LAWRENCE ST | pvc | copper | Unknown | pex | Unknown | 3/4" | 1994 | copper | 3/4" | 1994 | single family | unknown | unknown | unknown | Between 1989 and 2014 | unknown | No | Non-Lead | Tier 5 | No | No | No | checked in meter pit
KS2004510 | 352060100 | 601 LAWRENCE ST | pvc | copper | Unknown | pvc | Unknown | 2" | 2001 | copper | 1" | 2001 | single family | unknown | unknown | unknown | Between 1989 and 2014 | unknown | No | Non-Lead | Tier 5 | No | No | No | checked in meter pit
KS2004510 | 352060100 | 601 LAWRENCE ST | pvc | copper | Unknown | pex | Unknown | 1" | 2001 | pvc | 1" | 2001 | single family | unknown | unknown | unknown | Between 1989 and 2014 | unknown | No | Non-Lead | Tier 5 | No | No | No | checked in meter pit
KS2004510 | 352060501 | 605 LAWRENCE ST | pvc | copper | Unknown | copper | Unknown | 3/4" | 1995 | copper | 3/4" | 1995 | single family | unknown | unknown | unknown | Between 1989 and 2014 | unknown | No | Non-Lead | Tier 5 | No | No | No | checked in meter pit
KS2004510 | 352060601 | 606 LAWRENCE ST | pvc | copper | Unknown | pex | Unknown | 3/4" | unknown | pex | 3/4" | unknown | single family | unknown | unknown | unknown | unknown | unknown | No | Non-Lead | Tier 5 | No | No | No | checked in meter pit
KS2004510 | 352072101 | 721 LAWRENCE ST | pvc | copper | Unknown | pex | Unknown | 3/4" | 1995 | pvc | 3/4" | 1995 | single family | unknown | unknown | unknown | Between 1989 and 2014 | unknown | No | Non-Lead | Tier 5 | No | No | No | checked in meter pit
KS2004510 | 352080101 | 801 LAWRENCE ST | PVC | copper | Unknown | pex | Unknown | 3/4" | unknown | pex | 3/4" | unknown | single family | unknown | unknown | unknown | unknown | unknown | No | Non-Lead | Tier 5 | No | No | No | checked in meter pit
KS2004510 | 352101900 | 1019 LAWRENCE ST | cip | copper | Unknown | copper | Unknown | 3/4" | 1996 | copper | 3/4" | 1996 | single family | unknown | unknown | unknown | Between 1989 and 2014 | unknown | No | Non-Lead | Tier 5 | No | No | No | checked in meter pit
KS2004510 | 352110000 | 1100 LAWRENCE ST | pvc | copper | Unknown | pex | Unknown | 3/4" | 1995 | copper | 3/4" | 1995 | single family | unknown | unknown | unknown | Between 1989 and 2014 | unknown | No | Non-Lead | Tier 5 | No | No | No | checked in meter pit
KS2004510 | 352110111 | 1101 LAWRENCE ST | PVC | copper | Unknown | pex | Unknown | 3/4" | 1996 | pex | 3/4" | 1996 | single family | unknown | unknown | unknown | Between 1989 and 2014 | unknown | No | Non-Lead | Tier 5 | No | No | No | checked in meter pit
KS2004510 | 352110201 | 1102 LAWRENCE ST | PVC | copper | Unknown | Galvanized Steel | Unknown | 3/4" | unknown | galvanized steel | 3/4" | unknown | single family | unknown | unknown | unknown | unknown | unknown | No | GRR | Tier 3 | Yes | Yes | Yes | checked in meter pit
KS2004510 | 352120700 | 1207 LAWRENCE ST | pvc | copper | Unknown | pex | Unknown | 3/4" | 2003 | pex | 3/4" | 2003 | single family | unknown | unknown | unknown | Between 1989 and 2014 | unknown | No | Non-Lead | Tier 5 | No | No | No | checked in meter pit
KS2004510 | 352122601 | 1226 LAWRENCE ST | pvc | copper | Unknown | pex | Unknown | 1" | 2022 | pex | 1" | 2022 | single family | unknown | unknown | unknown | After 2014 | unknown | No | Non-Lead | Tier 5 | No | No | No | checked in meter pit
KS2004510 | 352132600 | 210 E 1600TH RD | pvc | copper | Unknown | pex | Unknown | 3/4" | unknown | pex | 3/4" | unknown | single family | unknown | unknown | unknown | unknown | unknown | No | Non-Lead | Tier 5 | No | No | No | checked in meter pit
KS2004510 | 352133004 | 208 E 1600TH RD | pvc | copper | Unknown | pex | Unknown | 3/4" | 1994 | pex | 3/4" | 1994 | single family | unknown | unknown | unknown | Between 1989 and 2014 | unknown | No | Non-Lead | Tier 5 | No | No | No | checked in meter pit
KS2004510 | 353120802 | 1208 BISON CT | PVC | copper | no | pex | no | 3/4" | 1994 | copper | 3/4" | 1994 | single family | unknown | unknown | unknown | Between 1989 and 2014 | no | No | Non-Lead | Tier 5 | No | No | No | checked in meter pit
KS2004510 | 353120913 | 1209 BISON CT | PVC | copper | no | pex | no | 3/4" | 1995 | copper | 3/4" | 1995 | single family | unknown | unknown | unknown | Between 1989 and 2014 | no | No | Non-Lead | Tier 5 | No | No | No | checked in meter pit
KS2004510 | 353121204 | 1212 BISON CT | PVC | copper | no | pex | no | 3/4" | 1995 | pex | 3/4" | 1995 | single family | unknown | unknown | unknown | Between 1989 and 2014 | no | No | Non-Lead | Tier 5 | No | No | No | checked in meter pit
KS2004510 | 353121301 | 1213 BISON CT | pvc | copper | no | copper | no | 3/4" | 1995 | copper | 3/4" | 1995 | single family | unknown | unknown | unknown | Between 1989 and 2014 | no | No | Non-Lead | Tier 5 | No | No | No | checked in meter pit
KS2004510 | 353121600 | 1216 BISON CT | pvc | copper | no | copper | no | 3/4" | 1995 | pex | 3/4" | 1995 | single family | unknown | unknown | unknown | Between 1989 and 2014 | no | No | Non-Lead | Tier 5 | No | No | No | checked in meter pit
KS2004510 | 353121704 | 1217 BISON CT | pvc | copper | no | pex | no | 3/4" | 1995 | copper | 3/4" | 1995 | single family | unknown | unknown | unknown | Between 1989 and 2014 | no | No | Non-Lead | Tier 5 | No | No | No | checked in meter pit
KS2004510 | 353122000 | 1220 BISON CT | pvc | copper | no | pex | no | 3/4" | 1995 | pex | 3/4" | 1995 | single family | unknown | unknown | unknown | Between 1989 and 2014 | no | No | Non-Lead | Tier 5 | No | No | No | checked in meter pit
KS2004510 | 353122107 | 1221 BISON CT | pvc | copper | no | pex | no | 3/4" | 1995 | pex | 3/4" | 1995 | single family | unknown | unknown | unknown | Between 1989 and 2014 | no | No | Non-Lead | Tier 5 | No | No | No | checked in meter pit
KS2004510 | 354150500 | 1505 MUSTANG DR | pvc | copper | no | pex | no | 3/4" | 1995 | pex | 3/4" | 1995 | single family | unknown | unknown | unknown | Between 1989 and 2014 | no | No | Non-Lead | Tier 5 | No | No | No | checked in meter pit
KS2004510 | 354150902 | 1509 MUSTANG DR | pvc | copper | no | copper | no | 3/4" | 1995 | copper | 3/4" | 1995 | single family | unknown | unknown | unknown | Between 1989 and 2014 | no | No | Non-Lead | Tier 5 | No | No | No | checked in meter pit
KS2004510 | 354151302 | 1513 MUSTANG DR | pvc | copper | no | copper | no | 3/4" | 1995 | copper | 3/4" | 1995 | single family | unknown | unknown | unknown | Between 1989 and 2014 | no | No | Non-Lead | Tier 5 | No | No | No | checked in meter pit
KS2004510 | 354160700 | 1607 MUSTANG DR | pvc | copper | no | copper | no | 3/4" | 1996 | pex | 3/4" | 1996 | single family | unknown | unknown | unknown | Between 1989 and 2014 | no | No | Non-Lead | Tier 5 | No | No | No | checked in meter pit
KS2004510 | 354161106 | 1611 MUSTANG DR | pvc | copper | no | pex | no | 3/4" | 1997 | pex | 3/4" | 1997 | single family | unknown | unknown | unknown | Between 1989 and 2014 | no | No | Non-Lead | Tier 5 | No | No | No | checked in meter pit
KS2004510 | 355150400 | 1504 ELKHORN ST | pvc | copper | no | pex | no | 3/4" | unknown | pex | 3/4" | unknown | single family | unknown | unknown | unknown | unknown | no | No | Non-Lead | Tier 5 | No | No | No | checked in meter pit
KS2004510 | 355150801 | 1508 ELKHORN ST | pvc | copper | no | pex | no | 3/4" | unknown | pex | 3/4" | unknown | single family | unknown | unknown | unknown | unknown | no | No | Non-Lead | Tier 5 | No | No | No | checked in meter pit
KS2004510 | 355160100 | 1601 ELKHORN ST | pvc | copper | no | pex | no | 3/4" | unknown | pex | 3/4" | unknown | single family | unknown | unknown | unknown | unknown | no | No | Non-Lead | Tier 5 | No | No | No | checked in meter pit
KS2004510 | 355160405 | 1604 ELKHORN ST | pvc | copper | no | pex | no | 3/4" | unknown | copper | 3/4" | unknown | single family | unknown | unknown | unknown | unknown | no | No | Non-Lead | Tier 5 | No | No | No | checked in meter pit
KS2004510 | 355160508 | 1605 ELKHORN ST | pvc | copper | no | copper | no | 3/4" | unknown | copper | 3/4" | unknown | single family | unknown | unknown | unknown | unknown | no | No | Non-Lead | Tier 5 | No | No | No | checked in meter pit
KS2004510 | 355160800 | 1608 ELKHORN ST | pvc | copper | no | pex | no | 3/4" | unknown | pex | 3/4" | unknown | single family | unknown | unknown | unknown | unknown | no | No | Non-Lead | Tier 5 | No | No | No | checked in meter pit
KS2004510 | 355160900 | 1609 ELKHORN ST | pvc | copper | no | pex | no | 3/4" | unknown | pex | 3/4" | unknown | single family | unknown | unknown | unknown | unknown | no | No | Non-Lead | Tier 5 | No | No | No | checked in meter pit
KS2004510 | 355161208 | 1612 ELKHORN ST | pvc | copper | no | pex | no | 3/4" | unknown | pex | 3/4" | unknown | single family | unknown | unknown | unknown | unknown | no | No | Non-Lead | Tier 5 | No | No | No | checked in meter pit
KS2004510 | 355161300 | 1613 ELKHORN ST | pvc | copper | no | pex | no | 3/4" | unknown | pex | 3/4" | unknown | single family | unknown | unknown | unknown | unknown | no | No | Non-Lead | Tier 5 | No | No | No | checked in meter pit
KS2004510 | 357150101 | 1501 SOUTH ST | PVC | copper | Unknown | pex | Unknown | 3/4" | unknown | pex | 3/4" | unknown | single family | unknown | unknown | unknown | unknown |  | No | Non-Lead | Tier 5 | No | No | No | checked in meter pit
KS2004510 | 357150400 | 1504 SOUTH ST | PVC | copper | Unknown | pex | Unknown | 3/4" | 1994 | pex | 3/4" | 1994 | single family | unknown | unknown | unknown | Between 1989 and 2014 | unknown | No | Non-Lead | Tier 5 | No | No | No | checked in meter pit
KS2004510 | 357151701 | 1517 SOUTH ST | PVC | copper | Unknown | pex | Unknown | 3/4" | 1994 | pex | 3/4" | 1994 | single family | unknown | unknown | unknown | Between 1989 and 2014 | unknown | No | Non-Lead | Tier 5 | No | No | No | checked in meter pit
KS2004510 | 357152107 | 1521 SOUTH ST | PVC | copper | Unknown | pex | Unknown | 3/4" | 1994 | copper | 3/4" | 1994 | single family | unknown | unknown | unknown | Between 1989 and 2014 | unknown | No | Non-Lead | Tier 5 | No | No | No | checked in meter pit
KS2004510 | 357160005 | 1600 SOUTH ST | PVC | copper | no | copper | no | 3/4" | unknown | copper | 3/4" | unknown | single family | unknown | unknown | unknown | unknown | no | No | Non-Lead | Tier 5 | No | No | No | checked in meter pit
KS2004510 | 357161001 | 1610 SOUTH ST | PVC | copper | no | pex | no | 3/4" | 2021 | pex | 3/4" | 2021 | single family | unknown | unknown | unknown | After 2014 | no | No | Non-Lead | Tier 5 | No | No | No | checked in meter pit
KS2004510 | 357161202 | 1612 SOUTH ST | PVC | copper | no | pex | no | 3/4" | 2021 | pex | 3/4" | 2021 | single family | unknown | unknown | unknown | After 2014 | no | No | Non-Lead | Tier 5 | No | No | No | checked in meter pit
KS2004510 | 357161601 | 1616 SOUTH ST | PVC | copper | no | pex | no | 3/4" | 2021 | pex | 3/4" | 2021 | single family | unknown | unknown | unknown | After 2014 | no | No | Non-Lead | Tier 5 | No | No | No | checked in meter pit
KS2004510 | 357161801 | 1618 SOUTH ST | PVC | copper | no | pex | no | 3/4" | 2021 | pex | 3/4" | 2021 | single family | unknown | unknown | unknown | After 2014 | no | No | Non-Lead | Tier 5 | No | No | No | checked in meter pit
KS2004510 | 357170404 | 1704 SOUTH ST | pvc | copper | Unknown | pex | Unknown | 3/4" | unknown | pex | 3/4" | unknown | single family | unknown | unknown | unknown | unknown | unknown | No | Non-Lead | Tier 5 | No | No | No | checked in meter pit
KS2004510 | 357170602 | 1706 SOUTH ST | pvc | copper | Unknown | pex | Unknown | 3/4" | unknown | pex | 3/4" | unknown | single family | unknown | unknown | unknown | unknown | unknown | No | Non-Lead | Tier 5 | No | No | No | checked in meter pit
KS2004510 | 357171304 | 1713 SOUTH ST | pvc | copper | Unknown | Galvanized Steel | Unknown | 3/4" | unknown | pvc | 3/4" | unknown | single family | unknown | unknown | unknown | unknown | unknown | No | GRR | Tier 3 | Yes | Yes | Yes | checked in meter pit
KS2004510 | 357171502 | 1715 SOUTH ST | pvc | copper | Unknown | copper | Unknown | 3/4" | unknown | pvc | 1" | unknown | single family | unknown | unknown | unknown | unknown | unknown | No | Non-Lead | Tier 5 | No | No | No | checked in meter pit
KS2004510 | 357172001 | 1718 SOUTH ST | pvc | copper | Unknown | Galvanized Steel | Unknown | 3/4" | unknown | pex | 3/4" | unknown | single family | unknown | unknown | unknown | unknown | unknown | No | GRR | Tier 3 | Yes | Yes | Yes | checked in meter pit
KS2004510 | 357181301 | 1813 SOUTH ST | pvc | copper | Unknown | pex | Unknown | 3/4" | unknown | pex | 3/4" | unknown | single family | unknown | unknown | unknown | unknown | unknown | No | Non-Lead | Tier 5 | No | No | No | checked in meter pit
KS2004510 | 357181613 | 1816 SOUTH ST | pvc | copper | Unknown | pex | Unknown | 3/4" | unknown | pex | 3/4" | unknown | single family | unknown | unknown | unknown | unknown | unknown | No | Non-Lead | Tier 5 | No | No | No | checked in meter pit
KS2004510 | 358150216 | 1502 COLLEGE ST | pvc | copper | Unknown | pex | Unknown | 3/4" | unknown | pex | 3/4" | unknown | single family | unknown | unknown | unknown | unknown | unknown | No | Non-Lead | Tier 5 | No | No | No | checked in meter pit
KS2004510 | 358150303 | 1503 COLLEGE ST | pvc | copper | Unknown | pex | Unknown | 3/4" | unknown | pex | 3/4" | unknown | single family | unknown | unknown | unknown | unknown | unknown | No | Non-Lead | Tier 5 | No | No | No | checked in meter pit
KS2004510 | 358151103 | 1511 COLLEGE ST | pvc | copper | Unknown | pex | Unknown | 3/4" | 1994 | pex | 3/4" | 1994 | single family | unknown | unknown | unknown | Between 1989 and 2014 | unknown | No | Non-Lead | Tier 5 | No | No | No | checked in meter pit
KS2004510 | 358151209 | 1512 COLLEGE ST | PVC | copper | Unknown | pex | Unknown | 3/4" | unknown | pex | 3/4" | unknown | single family | unknown | unknown | unknown | unknown | unknown | No | Non-Lead | Tier 5 | No | No | No | checked in meter pit
KS2004510 | 358151801 | 1518 COLLEGE ST | pvc | copper | Unknown | copper | Unknown | 3/4" | unknown | copper | 3/4" | unknown | single family | unknown | unknown | unknown | unknown | unknown | No | Non-Lead | Tier 5 | No | No | No | checked in meter pit
KS2004510 | 358151901 | 1519 COLLEGE ST | pvc | copper | Unknown | copper | Unknown | 3/4" | unknown | copper | 3/4" | unknown | single family | unknown | unknown | unknown | unknown | unknown | No | Non-Lead | Tier 5 | No | No | No | checked in meter pit
KS2004510 | 358160400 | 1604 COLLEGE ST WATER | dip | copper | Unknown | copper | Unknown | 3/4" | 2001 | copper | 3/4" | 2001 | building | unknown | unknown | unknown | Between 1989 and 2014 | unknown | No | Non-Lead | Tier 5 | No | No | No | checked in meter pit
KS2004510 | 358161401 | 1614 COLLEGE ST | dip | copper | Unknown | pex | Unknown | 3/4" | unknown | pex | 3/4" | unknown | single family | unknown | unknown | unknown | unknown | unknown | No | Non-Lead | Tier 5 | No | No | No | checked in meter pit
KS2004510 | 358161500 | 1615 COLLEGE ST | dip | copper | Unknown | copper | Unknown | 3/4" | unknown | copper | 3/4" | unknown | single family | unknown | unknown | unknown | unknown | unknown | No | Non-Lead | Tier 5 | No | No | No | checked in meter pit
KS2004510 | 358162002 | 1620 COLLEGE ST | dip | copper | Unknown | pex | Unknown | 3/4" | unknown | copper | 3/4" | unknown | single family | unknown | unknown | unknown | unknown | unknown | No | Non-Lead | Tier 5 | No | No | No | checked in meter pit
KS2004510 | 358170900 | 1709 COLLEGE ST | dip | copper | Unknown | copper | Unknown | 3/4" | unknown | copper | 3/4" | unknown | building | unknown | unknown | unknown | unknown | unknown | No | Non-Lead | Tier 5 | No | No | No | checked in meter pit
KS2004510 | 358171616 | 1716 COLLEGE ST | dip | copper | Unknown | pex | Unknown | 3/4" | unknown | pex | 3/4" | unknown | single family | unknown | unknown | unknown | unknown | unknown | No | Non-Lead | Tier 5 | No | No | No | checked in meter pit
KS2004510 | 358171702 | 1717 COLLEGE ST | dip | copper | Unknown | copper | Unknown | 3/4" | unknown | copper | 3/4" | unknown | building | unknown | unknown | unknown | unknown | unknown | No | Non-Lead | Tier 5 | No | No | No | checked in meter pit
KS2004510 | 358172012 | 1720 COLLEGE ST | dip | copper | Unknown | pex | Unknown | 3/4" | 2003 | pex | 3/4" | 2003 | single family | unknown | unknown | unknown | Between 1989 and 2014 | unknown | No | Non-Lead | Tier 5 | No | No | No | checked in meter pit
KS2004510 | 358172203 | 1722 COLLEGE ST | dip | copper | Unknown | pex | Unknown | 3/4" | 2003 | pex | 3/4" | 2003 | single family | unknown | unknown | unknown | Between 1989 and 2014 | unknown | No | Non-Lead | Tier 5 | No | No | No | checked in meter pit
KS2004510 | 358172400 | 1724 COLLEGE ST | dip | copper | Unknown | pex | Unknown | 3/4" | 2003 | pex | 3/4" | 2003 | single family | unknown | unknown | unknown | Between 1989 and 2014 | unknown | No | Non-Lead | Tier 5 | No | No | No | checked in meter pit
KS2004510 | 358172610 | 1726 COLLEGE ST | dip | copper | Unknown | pex | Unknown | 3/4" | 2003 | pex | 3/4" | 2003 | single family | unknown | unknown | unknown | Between 1989 and 2014 | unknown | No | Non-Lead | Tier 5 | No | No | No | checked in meter pit
KS2004510 | 358172700 | 1727 COLLEGE ST | dip | copper | Unknown | pex | Unknown | 3/4" | 2001 | pex | 3/4" | 2001 | single family | unknown | unknown | unknown | Between 1989 and 2014 | unknown | No | Non-Lead | Tier 5 | No | No | No | checked in meter pit
KS2004510 | 358180500 | 1805 COLLEGE ST | pvc | copper | Unknown | copper | Unknown | 3/4" | 1995 | pex | 3/4" | 1995 | single family | unknown | unknown | unknown | Between 1989 and 2014 | unknown | No | Non-Lead | Tier 5 | No | No | No | checked in meter pit
KS2004510 | 358181101 | 1811 COLLEGE ST | pvc | copper | Unknown | pex | Unknown | 3/4" | 1994 | pex | 3/4" | 1994 | single family | unknown | unknown | unknown | Between 1989 and 2014 | unknown | No | Non-Lead | Tier 5 | No | No | No | checked in meter pit
KS2004510 | 358181405 | 1814 COLLEGE ST | pvc | copper | Unknown | copper | Unknown | 3/4" | 2004 | copper | 3/4" | 2004 | single family | unknown | unknown | unknown | Between 1989 and 2014 | unknown | No | Non-Lead | Tier 5 | No | No | No | checked in meter pit
KS2004510 | 358181700 | 1817 COLLEGE ST | pvc | copper | Unknown | pex | Unknown | 3/4" | unknown | pex | 3/4" | unknown | single family | unknown | unknown | unknown | unknown | unknown | No | Non-Lead | Tier 5 | No | No | No | checked in meter pit
KS2004510 | 358182202 | 1822 COLLEGE ST | pvc | copper | Unknown | copper | Unknown | 3/4" | 2004 | copper | 3/4" | 2004 | single family | unknown | unknown | unknown | Between 1989 and 2014 | unknown | No | Non-Lead | Tier 5 | No | No | No | checked in meter pit
KS2004510 | 358182314 | 1823 COLLEGE ST | pvc | copper | Unknown | pex | Unknown | 3/4" | 1998 | pex | 3/4" | 1998 | single family | unknown | unknown | unknown | Between 1989 and 2014 | unknown | No | Non-Lead | Tier 5 | No | No | No | checked in meter pit
KS2004510 | 358182910 | 1829 COLLEGE ST | pvc | copper | Unknown | pex | Unknown | 3/4" | 1998 | pex | 3/4" | 1998 | single family | unknown | unknown | unknown | Between 1989 and 2014 | unknown | No | Non-Lead | Tier 5 | No | No | No | checked in meter pit
KS2004510 | 358183508 | 1835 COLLEGE ST | pvc | copper | Unknown | pex | Unknown | 3/4" | 1998 | pex | 3/4" | 1998 | single family | unknown | unknown | unknown | Between 1989 and 2014 | unknown | No | Non-Lead | Tier 5 | No | No | No | checked in meter pit
KS2004510 | 358183603 | 1836 COLLEGE ST | pvc | copper | Unknown | pex | Unknown | 3/4" | unknown | pex | 3/4" | unknown | single family | unknown | unknown | unknown | unknown | unknown | No | Non-Lead | Tier 5 | No | No | No | checked in meter pit
KS2004510 | 358183902 | 1841 COLLEGE ST | pvc | copper | Unknown | copper | Unknown | 3/4" | 1999 | copper | 3/4" | 1999 | single family | unknown | unknown | unknown | Between 1989 and 2014 | unknown | No | Non-Lead | Tier 5 | No | No | No | checked in meter pit
KS2004510 | 358184001 | 1840 COLLEGE ST | pvc | copper | Unknown | pex | Unknown | 3/4" | 1998 | pex | 3/4" | 1998 | single family | unknown | unknown | unknown | Between 1989 and 2014 | unknown | No | Non-Lead | Tier 5 | No | No | No | checked in meter pit
KS2004510 | 358190101 | 2001 COLLEGE ST | pvc | copper | Unknown | pvc | Unknown | 1" | unknown | pvc | 1" | unknown | single family | unknown | unknown | unknown | unknown | unknown | No | Non-Lead | Tier 5 | No | No | No | checked in meter pit
KS2004510 | 373162401 | 1624 N 200TH RD | pvc | copper | Unknown | pex | Unknown | 3/4" | unknown | pex | 3/4" | unknown | single family | unknown | unknown | unknown | unknown | unknown | No | Non-Lead | Tier 5 | No | No | No | checked in meter pit
KS2004510 | 406011106 | 111 6TH ST | pvc | copper | Unknown | pex | Unknown | 3/4" | unknown | copper | 3/4" | unknown | single family | unknown | unknown | unknown | unknown | unknown | No | Non-Lead | Tier 5 | No | No | No | checked in pit
KS2004510 | 406011206 | 112 6TH ST | pvc | copper | Unknown | pex | Unknown | 3/4" | unknown | pex | 3/4" | unknown | single family | unknown | unknown | unknown | unknown | unknown | No | Non-Lead | Tier 5 | No | No | No | checked in pit
KS2004510 | 406011301 | 115 6TH ST | pvc | copper | Unknown | pex | Unknown | 3/4" | unknown | copper | 3/4" | unknown | single family | unknown | unknown | unknown | unknown | unknown | No | Non-Lead | Tier 5 | No | No | No | checked in pit
KS2004510 | 406030500 | 305 6TH ST | PVC | copper | Unknown | copper | Unknown | 2" | unknown | pvc | 2" | unknown | Other | unknown | unknown | unknown | unknown | unknown | No | Non-Lead | Tier 5 | No | No | No | checked in pit
KS2004510 | 406030500 | 305 6TH ST | PVC | Polyethylene | Unknown | pvc | Unknown | 4" | unknown | pvc | 4" | unknown | Other | unknown | unknown | unknown | unknown | unknown | No | Non-Lead | Tier 5 | No | No | No | checked in pit
KS2004510 | 406040600 | 406 6TH ST | PVC | copper | Unknown | copper | Unknown | 1" | unknown | copper | 1" | unknown | Other | unknown | unknown | unknown | unknown | unknown | No | Non-Lead | Tier 5 | No | No | No | checked in pit
KS2004510 | 406041200 | 412 6TH ST | PVC | copper | Unknown | copper | Unknown | 2" | unknown | copper | 2" | unknown | Other | unknown | unknown | unknown | unknown | unknown | No | Non-Lead | Tier 5 | No | No | No | checked in pit
KS2004510 | 406042100 | 421 6TH ST | PVC | Polyethylene | Unknown | pex | Unknown | 2" | unknown | pex | 2" | unknown | Other | unknown | unknown | unknown | unknown | unknown | No | Non-Lead | Tier 5 | No | No | No | checked in pit
KS2004510 | 406051500 | 515 CHAPEL ST | PVC | copper | Unknown | copper | Unknown | 3/4" | unknown | copper | 3/4" | unknown | Other | unknown | unknown | unknown | unknown | unknown | No | Non-Lead | Tier 5 | No | No | No | checked in pit
KS2004510 | 406052400 | 524 6TH ST | pvc | copper | Unknown | copper | Unknown | 2" | unknown | copper | 2" | unknown | Other | unknown | unknown | unknown | unknown | unknown | No | Non-Lead | Tier 5 | No | No | No | checked in pit
KS2004510 | 406060500 | 605 6TH ST | PVC | Other-Non-Lead | Unknown | Other Non Lead | Unknown | 4" | unknown | other non lead | 4" | unknown | Other | unknown | unknown | unknown | unknown | unknown | No | Non-Lead | Tier 5 | No | No | No | checked in pit
KS2004510 | 406060700 | 607 6TH ST | PVC | Other-Non-Lead | Unknown | Other Non Lead | Unknown | 4" | unknown | Other Non Lead | 4" | unknown | Other | unknown | unknown | unknown | unknown | unknown | No | Non-Lead | Tier 5 | No | No | No | checked in pit
KS2004510 | 407010703 | 107 7TH ST | pvc | copper | Unknown | pvc | Unknown | 1" | unknown | pvc | 1" | unknown | single family | unknown | unknown | unknown | unknown | unknown | No | Non-Lead | Tier 5 | No | No | No | checked in pit
KS2004510 | 407011409 | 114 7TH ST | pvc | copper | Unknown | pex | Unknown | 3/4" | unknown | pex | 3/4" | unknown | single family | unknown | unknown | unknown | unknown | unknown | No | Non-Lead | Tier 5 | No | No | No | checked in pit
KS2004510 | 407011802 | 118 7TH ST | pvc | copper | Unknown | copper | Unknown | 3/4" | unknown | copper | 3/4" | unknown | single family | unknown | unknown | unknown | unknown | unknown | No | Non-Lead | Tier 5 | No | No | No | checked in pit
KS2004510 | 407030802 | 308 7TH ST | pvc | copper | Unknown | pex | Unknown | 3/4" | unknown | copper | 3/4" | unknown | single family | unknown | unknown | unknown | unknown | unknown | No | Non-Lead | Tier 5 | No | No | No | checked in pit
KS2004510 | 407070200 | 702 7TH ST | pvc | copper | Unknown | pvc | Unknown | 1-1/4" | unknown | pvc | 1 1/4" | unknown | single family | unknown | unknown | unknown | unknown | unknown | No | Non-Lead | Tier 5 | No | No | No | checked in pit
KS2004510 | 407070400 | 704 7TH ST | pvc | copper | Unknown | copper | Unknown | 3/4" | unknown | copper | 3/4" | unknown | single family | unknown | unknown | unknown | unknown | unknown | No | Non-Lead | Tier 5 | No | No | No | checked in pit
KS2004510 | 408010109 | 101 8TH ST | pvc | copper | Unknown | copper | Unknown | 3/4" | unknown | pex | 3/4" | unknown | single family | unknown | unknown | unknown | unknown | unknown | No | Non-Lead | Tier 5 | No | No | No | checked in pit
KS2004510 | 408010514 | 105 8TH ST | pvc | copper | Unknown | copper | Unknown | 3/4" | unknown | copper | 3/4" | unknown | single family | unknown | unknown | unknown | unknown | unknown | No | Non-Lead | Tier 5 | No | No | No | checked in pit
KS2004510 | 408020302 | 203 8TH ST | pvc | copper | Unknown | copper | Unknown | 3/4" | unknown | copper | 3/4" | unknown | single family | unknown | unknown | unknown | unknown | unknown | No | Non-Lead | Tier 5 | No | No | No | checked in pit
KS2004510 | 408021902 | 219 8TH ST | pvc | copper | Unknown | copper | Unknown | 3/4" | unknown | copper | 3/4" | unknown | single family | unknown | unknown | unknown | unknown | unknown | No | Non-Lead | Tier 5 | No | No | No | checked in pit
KS2004510 | 408030301 | 303 8TH ST | PVC | copper | Unknown | pex | Unknown | 3/4" | unknown | copper | 1" | unknown | single family | unknown | unknown | unknown | unknown | unknown | No | Non-Lead | Tier 5 | No | No | No | checked in pit
KS2004510 | 408031900 | 319 8TH ST | pvc | Polyethylene | Unknown | pvc | Unknown | 2" | unknown | pvc | 2" | unknown | single family | unknown | unknown | unknown | unknown | unknown | No | Non-Lead | Tier 5 | No | No | No | checked in pit
KS2004510 | 408040300 | 403 8TH ST | cip | Polyethylene | Unknown | pvc | Unknown | 2" | unknown | pvc | 1 1/2" | unknown | single family | unknown | unknown | unknown | unknown | unknown | No | Non-Lead | Tier 5 | No | No | No | checked in pit
KS2004510 | 408040800 | 408 8TH ST | cip | copper | Unknown | copper | Unknown | 2" | unknown | copper | 2" | unknown | single family | unknown | unknown | unknown | unknown | unknown | No | Non-Lead | Tier 5 | No | No | No | checked in pit
KS2004510 | 408041107 | 411 8TH ST | cip | copper | Unknown | pex | Unknown | 3/4" | unknown | pex | 3/4" | unknown | single family | unknown | unknown | unknown | unknown | unknown | No | Non-Lead | Tier 5 | No | No | No | checked in pit
KS2004510 | 408041700 | 417 8TH ST | cip | copper | Unknown | pex | Unknown | 3/4" | unknown | copper | 3/4" | unknown | single family | unknown | unknown | unknown | unknown | unknown | No | Non-Lead | Tier 5 | No | No | No | checked in pit
KS2004510 | 408050500 | 505 8TH ST | cip | copper | Unknown | copper | Unknown | 3/4" | unknown | pvc | 3/4" | unknown | single family | unknown | unknown | unknown | unknown | unknown | No | Non-Lead | Tier 5 | No | No | No | checked in pit
KS2004510 | 408050500 | 505 8TH ST | cip | copper | Unknown | copper | Unknown | 3/4" | unknown | pvc | 3/4" | unknown | single family | unknown | unknown | unknown | unknown | unknown | No | Non-Lead | Tier 5 | No | No | No | checked in pit
KS2004510 | 408051800 | 518 8TH ST | cip | copper | Unknown | copper | Unknown | 2" | unknown | copper | 2" | unknown | single family | unknown | unknown | unknown | unknown | unknown | No | Non-Lead | Tier 5 | No | No | No | checked in pit
KS2004510 | 408051900 | 519 8TH ST | cip | copper | Unknown | copper | Unknown | 2" | unknown | copper | 2" | unknown | single family | unknown | unknown | unknown | unknown | unknown | No | Non-Lead | Tier 5 | No | No | No | checked in pit
KS2004510 | 408060301 | 603 8TH ST | cip | copper | Unknown | pex | Unknown | 1" | unknown | pex | 1 1/4" | unknown | single family | unknown | unknown | unknown | unknown | unknown | No | Non-Lead | Tier 5 | No | No | No | checked in pit
KS2004510 | 408060400 | 604 8TH ST | cip | Other-Non-Lead | Unknown | pvc | Unknown | 2" | unknown | pvc | 2" | unknown | single family | unknown | unknown | unknown | unknown | unknown | No | Non-Lead | Tier 5 | No | No | No | checked in pit
KS2004510 | 408060902 | 609 8TH ST | cip | copper | Unknown | copper | Unknown | 3/4" | unknown | copper | 3/4" | unknown | single family | unknown | unknown | unknown | unknown | unknown | No | Non-Lead | Tier 5 | No | No | No | checked in pit
KS2004510 | 408061302 | 613 8TH ST | cip | copper | Unknown | copper | Unknown | 3/4" | unknown | copper | 3/4" | unknown | single family | unknown | unknown | unknown | unknown | unknown | No | Non-Lead | Tier 5 | No | No | No | checked in pit
KS2004510 | 408061800 | 618 8TH ST | cip | Other-Non-Lead | Unknown | Other Non Lead | Unknown | 3" | unknown | copper | 2" | unknown | single family | unknown | unknown | unknown | unknown | unknown | No | Non-Lead | Tier 5 | No | No | No | checked in pit
KS2004510 | 408061900 | 619 8TH ST | cip | copper | Unknown | pex | Unknown | 1" | unknown | copper | 3/4" | unknown | single family | unknown | unknown | unknown | unknown | unknown | No | Non-Lead | Tier 5 | No | No | No | checked in pit
KS2004510 | 408070107 | 703 8TH ST DOWNSTRS | cip | copper | Unknown | copper | Unknown | 3/4" | unknown | copper | 3/4" | unknown | Other | unknown | unknown | unknown | unknown | unknown | No | Non-Lead | Tier 5 | No | No | No | checked in pit
KS2004510 | 408070200 | 702 8TH ST | cip | copper | Unknown | pex | Unknown | 3/4" | unknown | pex | 3/4" | unknown | Other | unknown | unknown | unknown | unknown | unknown | No | Non-Lead | Tier 5 | No | No | No | checked in pit
KS2004510 | 408070503 | 705 8TH ST | cip | copper | Unknown | pex | Unknown | 3/4" | unknown | pex | 3/4" | unknown | Other | unknown | unknown | unknown | unknown | unknown | No | Non-Lead | Tier 5 | No | No | No | checked in pit
KS2004510 | 408070902 | 709 8TH ST | cip | copper | Unknown | pex | Unknown | 3/4" | unknown | pex | 3/4" | unknown | Other | unknown | unknown | unknown | unknown | unknown | No | Non-Lead | Tier 5 | No | No | No | checked in pit
KS2004510 | 408071107 | 711 8TH ST | cip | copper | Unknown | pex | Unknown | 3/4" | unknown | pex | 3/4" | unknown | Other | unknown | unknown | unknown | unknown | unknown | No | Non-Lead | Tier 5 | No | No | No | checked in pit
KS2004510 | 408071300 | 713 8TH ST | cip | copper | Unknown | pex | Unknown | 3/4" | unknown | pex | 3/4" | unknown | Other | unknown | unknown | unknown | unknown | unknown | No | Non-Lead | Tier 5 | No | No | No | checked in pit
KS2004510 | 408071401 | 716 8TH ST | cip | copper | Unknown | pex | Unknown | 3/4" | unknown | copper | 3/4" | unknown | Other | unknown | unknown | unknown | unknown | unknown | No | Non-Lead | Tier 5 | No | No | No | checked in pit
KS2004510 | 408071505 | 715 8TH ST | cip | copper | Unknown | pex | Unknown | 3/4" | unknown | pex | 3/4" | unknown | Other | unknown | unknown | unknown | unknown | unknown | No | Non-Lead | Tier 5 | No | No | No | checked in pit
KS2004510 | 408071608 | 720 8TH ST | cip | copper | Unknown | pex | Unknown | 3/4" | unknown | pex | 3/4" | unknown | Other | unknown | unknown | unknown | unknown | unknown | No | Non-Lead | Tier 5 | No | No | No | checked in pit
KS2004510 | 408071704 | 717 8TH ST | cip | copper | Unknown | pex | Unknown | 3/4" | unknown | pex | 3/4" | unknown | Other | unknown | unknown | unknown | unknown | unknown | No | Non-Lead | Tier 5 | No | No | No | checked in pit
KS2004510 | 408072103 | 721 8TH ST | cip | copper | Unknown | pex | Unknown | 3/4" | unknown | pex | 3/4" | unknown | Other | unknown | unknown | unknown | unknown | unknown | No | Non-Lead | Tier 5 | No | No | No | checked in pit
KS2004510 | 408072300 | 723 8TH ST | cip | copper | Unknown | pex | Unknown | 3/4" | unknown | pex | 3/4" | unknown | Other | unknown | unknown | unknown | unknown | unknown | No | Non-Lead | Tier 5 | No | No | No | checked in pit
KS2004510 | 408719501 | 719 8TH ST WATER | cip | copper | Unknown | copper | unknown | 3/4" | unknown | copper | 3/4" | unknown | Other | unknown | Unknown | unknown | unknown | unknown | No | Non-Lead | Tier 5 | No | No | No | checked in pit
KS2004510 | 409010303 | 103 9TH ST | pvc | copper | Unknown | copper | unknown | 3/4" | unknown | pvc | 3/4" | unknown | Other | unknown | Unknown | unknown | unknown | unknown | No | Non-Lead | Tier 5 | No | No | No | checked in pit
KS2004510 | 409011303 | 113 9TH ST | pvc | copper | Unknown | copper | unknown | 3/4" | unknown | copper | 3/4" | unknown | single family | unknown | Unknown | unknown | unknown | unknown | No | Non-Lead | Tier 5 | No | No | No | checked in pit
KS2004510 | 409020305 | 203 9TH ST | PVC | copper | Unknown | copper | unknown | 3/4" | unknown | pex | 3/4" | unknown | single family | unknown | Unknown | unknown | unknown | unknown | No | Non-Lead | Tier 5 | No | No | No | checked in pit
KS2004510 | 409030902 | 309 9TH ST | PVC | copper | Unknown | copper | unknown | 3/4" | unknown | pvc | 3/4" | unknown | single family | unknown | Unknown | unknown | unknown | unknown | No | Non-Lead | Tier 5 | No | No | No | checked in pit
KS2004510 | 409031908 | 319 9TH ST | PVC | copper | Unknown | pex | unknown | 3/4" | unknown | pex | 3/4" | unknown | single family | unknown | Unknown | unknown | unknown | unknown | No | Non-Lead | Tier 5 | No | No | No | checked in pit
KS2004510 | 409040507 | 405 9TH ST | PVC | copper | Unknown | copper | unknown | 3/4" | unknown | copper | 3/4" | unknown | single family | unknown | Unknown | unknown | unknown | unknown | No | Non-Lead | Tier 5 | No | No | No | checked in pit
KS2004510 | 409041508 | 415 9TH ST | PVC | copper | Unknown | pex | unknown | 3/4" | unknown | pex | 3/4" | unknown | single family | unknown | Unknown | unknown | unknown | unknown | No | Non-Lead | Tier 5 | No | No | No | checked in pit
KS2004510 | 409041615 | 416 9TH ST | pvc | copper | Unknown | copper | unknown | 3/4" | unknown | copper | 3/4" | unknown | single family | unknown | Unknown | unknown | unknown | unknown | No | Non-Lead | Tier 5 | No | No | No | checked in pit
KS2004510 | 409042004 | 419 9TH ST APT 1 | pvc | copper | Unknown | copper | unknown | 3/4" | unknown | copper | 3/4" | unknown | Multi-Family | unknown | Unknown | unknown | unknown | unknown | No | Non-Lead | Tier 5 | No | No | No | checked in pit
KS2004510 | 409050300 | 503 9TH ST | PVC | copper | Unknown | copper | unknown | 2" | unknown | pvc | 2" | unknown | Multi-Family | unknown | Unknown | unknown | unknown | unknown | No | Non-Lead | Tier 5 | No | No | No | checked in pit
KS2004510 | 409050401 | 504 9TH ST | PVC | copper | Unknown | pex | unknown | 3/4" | unknown | pex | 3/4" | unknown | single family | unknown | Unknown | unknown | unknown | unknown | No | Non-Lead | Tier 5 | No | No | No | checked in pit
KS2004510 | 409051001 | 510 9TH ST APT MTR | pvc | copper | Unknown | copper | unknown | 1-1/2" | unknown | copper | 1 1/2" | unknown | Multi-Family | unknown | Unknown | unknown | unknown | unknown | No | Non-Lead | Tier 5 | No | No | No | checked in pit
KS2004510 | 409051104 | 511 9TH ST | pvc | copper | Unknown | pex | unknown | 3/4" | unknown | copper | 3/4" | unknown | single family | unknown | Unknown | unknown | unknown | unknown | No | Non-Lead | Tier 5 | No | No | No | checked in pit
KS2004510 | 409051904 | 519 9TH ST | pvc | copper | Unknown | pex | unknown | 3/4" | unknown | copper | 3/4" | unknown | single family | unknown | Unknown | unknown | unknown | unknown | No | Non-Lead | Tier 5 | No | No | No | checked in pit
KS2004510 | 409060305 | 603 9TH ST | pvc | copper | Unknown | pex | unknown | 3/4" | unknown | pvc | 3/4" | unknown | single family | unknown | Unknown | unknown | unknown | unknown | No | Non-Lead | Tier 5 | No | No | No | checked in pit
KS2004510 | 409060404 | 604 9TH ST | pvc | copper | Unknown | copper | unknown | 3/4" | unknown | copper | 3/4" | unknown | single family | unknown | Unknown | unknown | unknown | unknown | No | Non-Lead | Tier 5 | No | No | No | checked in pit
KS2004510 | 409060903 | 609 9TH ST | pvc | copper | Unknown | copper | unknown | 3/4" | unknown | copper | 3/4" | unknown | single family | unknown | Unknown | unknown | unknown | unknown | No | Non-Lead | Tier 5 | No | No | No | checked in pit
KS2004510 | 409061004 | 610 9TH ST | pvc | copper | Unknown | copper | unknown | 3/4" | unknown | copper | 3/4" | unknown | single family | unknown | Unknown | unknown | unknown | unknown | No | Non-Lead | Tier 5 | No | No | No | checked in pit
KS2004510 | 409061403 | 614 9TH ST | pvc | copper | Unknown | copper | unknown | 3/4" | unknown | copper | 3/4" | unknown | single family | unknown | Unknown | unknown | unknown | unknown | No | Non-Lead | Tier 5 | No | No | No | checked in pit
KS2004510 | 409061901 | 619 9TH ST | pvc | copper | Unknown | copper | unknown | 1" | unknown | pvc | 1" | unknown | single family | unknown | Unknown | unknown | unknown | unknown | No | Non-Lead | Tier 5 | No | No | No | checked in pit
KS2004510 | 409070304 | 703 9TH ST | pvc | copper | Unknown | pex | unknown | 3/4" | unknown | pex | 3/4" | unknown | single family | unknown | Unknown | unknown | unknown | unknown | No | Non-Lead | Tier 5 | No | No | No | checked in pit
KS2004510 | 409070900 | 709 9TH ST | PVC | copper | Unknown | pex | unknown | 3/4" | unknown | pvc | 3/4" | unknown | single family | unknown | Unknown | unknown | unknown | unknown | No | Non-Lead | Tier 5 | No | No | No | checked in pit
KS2004510 | 409071200 | 712 9TH ST | pvc | copper | Unknown | pex | unknown | 3/4" | unknown | copper | 3/4" | unknown | single family | unknown | Unknown | unknown | unknown | unknown | No | Non-Lead | Tier 5 | No | No | No | checked in pit
KS2004510 | 409071312 | 713 9TH ST | pvc | copper | Unknown | pex | unknown | 3/4" | unknown | copper | 3/4" | unknown | single family | unknown | Unknown | unknown | unknown | unknown | No | Non-Lead | Tier 5 | No | No | No | checked in pit
KS2004510 | 409072022 | 720 9TH ST APT 1 | pvc | copper | Unknown | pex | unknown | 3/4" | unknown | copper | 3/4" | unknown | Multi-Family | unknown | Unknown | unknown | unknown | unknown | No | Non-Lead | Tier 5 | No | No | No | checked in pit
KS2004510 | 409072216 | 720 9TH ST APT 2 | pvc | copper | Unknown | pex | unknown | 3/4" | unknown | copper | 3/4" | unknown | Multi-Family | unknown | Unknown | unknown | unknown | unknown | No | Non-Lead | Tier 5 | No | No | No | checked in pit
KS2004510 | 409072414 | 720 9TH ST APT 3 | pvc | copper | Unknown | pex | unknown | 1" | unknown | copper | 3/4" | unknown | Multi-Family | unknown | Unknown | unknown | unknown | unknown | No | Non-Lead | Tier 5 | No | No | No | checked in pit
KS2004510 | 409072628 | 720 9TH ST APT 4 | pvc | copper | Unknown | pex | unknown | 1" | unknown | copper | 3/4" | unknown | Multi-Family | unknown | Unknown | unknown | unknown | unknown | No | Non-Lead | Tier 5 | No | No | No | checked in pit
KS2004510 | 409072821 | 720 9TH ST APT 5 | pvc | copper | Unknown | pex | unknown | 1" | unknown | copper | 3/4" | unknown | Multi-Family | unknown | Unknown | unknown | unknown | unknown | No | Non-Lead | Tier 5 | No | No | No | checked in pit
KS2004510 | 409073000 | 720 9TH ST APT 6 | pvc | copper | Unknown | pex | unknown | 1" | unknown | copper | 3/4" | unknown | Multi-Family | unknown | Unknown | unknown | unknown | unknown | No | Non-Lead | Tier 5 | No | No | No | checked in pit
KS2004510 | 409073227 | 720 9TH ST APT 7 | pvc | copper | Unknown | pex | unknown | 3/4" | unknown | copper | 3/4" | unknown | Multi-Family | unknown | Unknown | unknown | unknown | unknown | No | Non-Lead | Tier 5 | No | No | No | checked in pit
KS2004510 | 409073411 | 720 9TH ST APT 8 | pvc | copper | Unknown | pex | unknown | 3/4" | unknown | copper | 3/4" | unknown | Multi-Family | unknown | Unknown | unknown | unknown | unknown | No | Non-Lead | Tier 5 | No | No | No | checked in pit
KS2004510 | 409073600 | 736 HIGH ST LAUNDRY | pvc | copper | Unknown | copper | unknown | 3/4" | unknown | copper | 3/4" | unknown | Other | unknown | Unknown | unknown | unknown | unknown | No | Non-Lead | Tier 5 | No | No | No | checked in pit
KS2004510 | 410010206 | 102 10TH ST | pvc | copper | Unknown | pex | unknown | 3/4" | unknown | pex | 3/4" | unknown | single family | unknown | Unknown | unknown | unknown | unknown | No | Non-Lead | Tier 5 | No | No | No | checked in pit
KS2004510 | 410010309 | 103 10TH ST | pvc | copper | Unknown | pex | unknown | 3/4" | unknown | pex | 3/4" | unknown | single family | unknown | Unknown | unknown | unknown | unknown | No | Non-Lead | Tier 5 | No | No | No | checked in pit
KS2004510 | 410010401 | 104 10TH ST | pvc | copper | Unknown | copper | unknown | 3/4" | unknown | copper | 3/4" | unknown | single family | unknown | Unknown | unknown | unknown | unknown | No | Non-Lead | Tier 5 | No | No | No | checked in pit
KS2004510 | 410010901 | 109 10TH ST | pvc | copper | Unknown | pex | unknown | 3/4" | unknown | pvc | 3/4" | unknown | single family | unknown | Unknown | unknown | unknown | unknown | No | Non-Lead | Tier 5 | No | No | No | checked in pit
KS2004510 | 410020300 | 203 10TH ST | cip | copper | Unknown | copper | unknown | 3/4" | unknown | copper | 3/4" | unknown | single family | unknown | Unknown | unknown | unknown | unknown | No | Non-Lead | Tier 5 | No | No | No | checked in pit
KS2004510 | 410021007 | 210 10TH ST | cip | copper | Unknown | copper | unknown | 3/4" | unknown | copper | 3/4" | unknown | single family | unknown | Unknown | unknown | unknown | unknown | No | Non-Lead | Tier 5 | No | No | No | checked in pit
KS2004510 | 410021705 | 217 10TH ST | cip | copper | Unknown | pex | unknown | 3/4" | unknown | pvc | 3/4" | unknown | single family | unknown | Unknown | unknown | unknown | unknown | No | Non-Lead | Tier 5 | No | No | No | checked in pit
KS2004510 | 410030303 | 303 10TH ST | cip | copper | Unknown | copper | unknown | 3/4" | unknown | copper | 3/4" | unknown | single family | unknown | Unknown | unknown | unknown | unknown | No | Non-Lead | Tier 5 | No | No | No | checked in pit
KS2004510 | 410030412 | 304 10TH ST | cip | copper | Unknown | copper | unknown | 3/4" | unknown | copper | 3/4" | unknown | single family | unknown | Unknown | unknown | unknown | unknown | No | Non-Lead | Tier 5 | No | No | No | checked in pit
KS2004510 | 410030900 | 309 10TH ST | cip | copper | Unknown | copper | unknown | 3/4" | unknown | pvc | 3/4" | unknown | single family | unknown | Unknown | unknown | unknown | unknown | No | Non-Lead | Tier 5 | No | No | No | checked in pit
KS2004510 | 410031503 | 315 10TH ST | cip | copper | Unknown | pex | unknown | 3/4" | unknown | copper | 3/4" | unknown | single family | unknown | Unknown | unknown | unknown | unknown | No | Non-Lead | Tier 5 | No | No | No | checked in pit
KS2004510 | 410031900 | 319 10TH ST | [16 empty] | Yes | Lead | Tier 5 | Yes | Yes | Yes | checked in pit
KS2004510 | 410040301 | 403 10TH ST | cip | copper | Unknown | pex | unknown | 3/4" | unknown | pex | 3/4" | unknown | single family | unknown | Unknown | unknown | unknown | unknown | No | Non-Lead | Tier 5 | No | No | No | checked in pit
KS2004510 | 410042302 | 423 10TH ST | cip | copper | Unknown | pex | unknown | 3/4" | unknown | pex | 3/4" | unknown | single family | unknown | Unknown | unknown | unknown | unknown | No | Non-Lead | Tier 5 | No | No | No | checked in pit
KS2004510 | 410050504 | 505 10TH ST | cip | copper | Unknown | pex | unknown | 3/4" | unknown | pex | 3/4" | unknown | single family | unknown | Unknown | unknown | unknown | unknown | No | Non-Lead | Tier 5 | No | No | No | checked in pit
KS2004510 | 410050704 | 507 10TH ST | cip | copper | Unknown | copper | unknown | 3/4" | unknown | copper | 3/4" | unknown | single family | unknown | Unknown | unknown | unknown | unknown | No | Non-Lead | Tier 5 | No | No | No | checked in pit
KS2004510 | 410051108 | 511 10TH ST | cip | copper | Unknown | pex | unknown | 3/4" | unknown | pvc | 1" | unknown | single family | unknown | Unknown | unknown | unknown | unknown | No | Non-Lead | Tier 5 | No | No | No | checked in pit
KS2004510 | 410051900 | 519 10TH ST | cip | copper | Unknown | pex | unknown | 3/4" | unknown | pex | 3/4" | unknown | single family | unknown | Unknown | unknown | unknown | unknown | No | Non-Lead | Tier 5 | No | No | No | checked in pit
KS2004510 | 410060901 | 609 10TH ST | cip | copper | Unknown | copper | unknown | 3/4" | unknown | pvc | 3/4" | unknown | single family | unknown | Unknown | unknown | unknown | unknown | No | Non-Lead | Tier 5 | No | No | No | checked in pit
KS2004510 | 410061001 | 610 10TH ST | cip | copper | Unknown | pex | unknown | 3/4" | unknown | pvc | 3/4" | unknown | single family | unknown | Unknown | unknown | unknown | unknown | No | Non-Lead | Tier 5 | No | No | No | checked in pit
KS2004510 | 410061704 | 617 10TH ST | cip | copper | Unknown | pex | unknown | 3/4" | unknown | pex | 3/4" | unknown | single family | unknown | Unknown | unknown | unknown | unknown | No | Non-Lead | Tier 5 | No | No | No | checked in pit
KS2004510 | 410061901 | 619 10TH ST | cip | copper | Unknown | pex | unknown | 3/4" | unknown | pex | 3/4" | unknown | single family | unknown | Unknown | unknown | unknown | unknown | No | Non-Lead | Tier 5 | No | No | No | checked in pit
KS2004510 | 410070301 | 703 10TH ST | cip | copper | Unknown | pex | unknown | 3/4" | unknown | copper | 3/4" | unknown | single family | unknown | Unknown | unknown | unknown | unknown | No | Non-Lead | Tier 5 | No | No | No | checked in pit
KS2004510 | 410070902 | 709 10TH ST | cip | copper | Unknown | pex | unknown | 3/4" | unknown | pvc | 3/4" | unknown | single family | unknown | Unknown | unknown | unknown | unknown | No | Non-Lead | Tier 5 | No | No | No | checked in pit
KS2004510 | 410071010 | 710 10TH ST | cip | copper | Unknown | copper | unknown | 3/4" | unknown | copper | 3/4" | unknown | single family | unknown | Unknown | unknown | unknown | unknown | No | Non-Lead | Tier 5 | No | No | No | checked in pit
KS2004510 | 410071307 | 713 10TH ST | cip | copper | Unknown | pex | unknown | 3/4" | unknown | pex | 3/4" | unknown | single family | unknown | Unknown | unknown | unknown | unknown | No | Non-Lead | Tier 5 | No | No | No | checked in pit
KS2004510 | 410071703 | 717 10TH ST | cip | copper | Unknown | copper | unknown | 3/4" | unknown | copper | 3/4" | unknown | single family | unknown | Unknown | unknown | unknown | unknown | No | Non-Lead | Tier 5 | No | No | No | checked in pit
KS2004510 | 430060100 | 601 AMES ST | PVC | copper | Unknown | pex | unknown | 1" | unknown | copper | 1" | unknown | Other | unknown | Unknown | unknown | unknown | unknown | No | Non-Lead | Tier 5 | No | No | No | checked in pit
KS2004510 | 430081904 | 819 AMES ST | pvc | copper | Unknown | pvc | unknown | 2" | unknown | pex | 1" | unknown | Other | unknown | Unknown | unknown | unknown | unknown | No | Non-Lead | Tier 5 | No | No | No | checked in pit
KS2004510 | 430091308 | 913 AMES ST | pvc | copper | Unknown | pex | unknown | 3/4" | unknown | pvc | 1" | unknown | Other | unknown | Unknown | unknown | unknown | unknown | No | Non-Lead | Tier 5 | No | No | No | checked in pit
KS2004510 | 431051800 | 518 BAKER ST | cip | copper | Unknown | copper | unknown | 1" | unknown | copper | 1" | unknown | Multi-Family | unknown | Unknown | unknown | unknown | unknown | No | Non-Lead | Tier 5 | No | No | No | checked in pit
KS2004510 | 431070404 | 704 BAKER ST | cip | copper | Unknown | copper | unknown | 3/4" | unknown | copper | 3/4" | unknown | single family | unknown | Unknown | unknown | unknown | unknown | No | Non-Lead | Tier 5 | No | No | No | checked in pit
KS2004510 | 431071006 | 710 BAKER ST | cip | copper | Unknown | copper | unknown | 3/4" | unknown | copper | 3/4" | unknown | single family | unknown | Unknown | unknown | unknown | unknown | No | Non-Lead | Tier 5 | No | No | No | checked in pit
KS2004510 | 431072001 | 720 BAKER ST | cip | copper | Unknown | pex | unknown | 3/4" | unknown | pvc | 3/4" | unknown | single family | unknown | Unknown | unknown | unknown | unknown | No | Non-Lead | Tier 5 | No | No | No | checked in pit
KS2004510 | 431080414 | 804 BAKER ST | cip | copper | Unknown | copper | unknown | 3/4" | unknown | pex | 3/4" | unknown | single family | unknown | Unknown | unknown | unknown | unknown | No | Non-Lead | Tier 5 | No | No | No | checked in pit
KS2004510 | 431080603 | 806 BAKER ST | cip | copper | Unknown | copper | unknown | 3/4" | unknown | copper | 3/4" | unknown | single family | unknown | Unknown | unknown | unknown | unknown | No | Non-Lead | Tier 5 | No | No | No | checked in pit
KS2004510 | 431081403 | 814 BAKER ST | cip | copper | Unknown | pex | unknown | 3/4" | unknown | pex | 3/4" | unknown | single family | unknown | Unknown | unknown | unknown | unknown | No | Non-Lead | Tier 5 | No | No | No | checked in pit
KS2004510 | 431081501 | 815 BAKER ST | cip | copper | Unknown | pex | unknown | 3/4" | unknown | pex | 3/4" | unknown | single family | unknown | Unknown | unknown | unknown | unknown | No | Non-Lead | Tier 5 | No | No | No | checked in pit
KS2004510 | 431081809 | 818 BAKER ST | cip | copper | Unknown | pex | unknown | 3/4" | unknown | Galvanized Steel | 3/4" | unknown | single family | unknown | Unknown | unknown | unknown | unknown | No | GRR | Tier 3 | Yes | Yes | Yes | checked in pit
KS2004510 | 431081901 | 819 BAKER ST | cip | copper | Unknown | pex | unknown | 3/4" | unknown | pex | 3/4" | unknown | single family | unknown | Unknown | unknown | unknown | unknown | No | Non-Lead | Tier 5 | No | No | No | checked in pit
KS2004510 | 431091103 | 911 BAKER ST | pvc | copper | Unknown | pex | unknown | 3/4" | unknown | pvc | 3/4" | unknown | single family | unknown | Unknown | unknown | unknown | unknown | No | Non-Lead | Tier 5 | No | No | No | checked in pit
KS2004510 | 431091602 | 916 BAKER ST | cip | copper | Unknown | copper | unknown | 3/4" | unknown | copper | 3/4" | unknown | single family | unknown | Unknown | unknown | unknown | unknown | No | Non-Lead | Tier 5 | No | No | No | checked in pit
KS2004510 | 431091801 | 918 BAKER ST | pvc | copper | Unknown | copper | unknown | 3/4" | unknown | pvc | 3/4" | unknown | single family | unknown | Unknown | unknown | unknown | unknown | No | Non-Lead | Tier 5 | No | No | No | checked in pit
KS2004510 | 431091900 | 919 BAKER ST | pvc | copper | Unknown | copper | unknown | 3/4" | unknown | pvc | 3/4" | unknown | single family | unknown | Unknown | unknown | unknown | unknown | No | Non-Lead | Tier 5 | No | No | No | checked in pit
KS2004510 | 432081002 | 810 CHAPEL ST | pvc | copper | Unknown | copper | unknown | 3/4" | unknown | copper | 3/4" | unknown | single family | unknown | Unknown | unknown | unknown | unknown | No | Non-Lead | Tier 5 | No | No | No | checked in pit
KS2004510 | 432081501 | 815 CHAPEL ST | pvc | copper | Unknown | copper | unknown | 3/4" | unknown | copper | 3/4" | unknown | single family | unknown | Unknown | unknown | unknown | unknown | No | Non-Lead | Tier 5 | No | No | No | checked in pit
KS2004510 | 432082001 | 820 CHAPEL ST | pvc | copper | Unknown | copper | unknown | 3/4" | unknown | copper | 3/4" | unknown | single family | unknown | Unknown | unknown | unknown | unknown | No | Non-Lead | Tier 5 | No | No | No | checked in pit
KS2004510 | 432082103 | 821 CHAPEL ST | pvc | copper | Unknown | copper | unknown | 3/4" | unknown | copper | 3/4" | unknown | single family | unknown | Unknown | unknown | unknown | unknown | No | Non-Lead | Tier 5 | No | No | No | checked in pit
KS2004510 | 432090400 | 904 CHAPEL ST | pvc | copper | Unknown | copper | unknown | 3/4" | unknown | copper | 3/4" | unknown | single family | unknown | Unknown | unknown | unknown | unknown | No | Non-Lead | Tier 5 | No | No | No | checked in pit
KS2004510 | 432091004 | 910 CHAPEL ST | pvc | copper | Unknown | copper | unknown | 3/4" | unknown | pvc | 3/4" | unknown | single family | unknown | Unknown | unknown | unknown | unknown | No | Non-Lead | Tier 5 | No | No | No | checked in pit
KS2004510 | 432091110 | 911 CHAPEL ST | pvc | copper | Unknown | copper | unknown | 3/4" | unknown | copper | 3/4" | unknown | single family | unknown | Unknown | unknown | unknown | unknown | No | Non-Lead | Tier 5 | No | No | No | checked in pit
KS2004510 | 432100500 | 1005 CHAPEL ST | pvc | copper | Unknown | pex | unknown | 3/4" | unknown | copper | 3/4" | unknown | single family | unknown | Unknown | unknown | unknown | unknown | No | Non-Lead | Tier 5 | No | No | No | checked in pit
KS2004510 | 432100600 | 1006 CHAPEL ST | pvc | copper | Unknown | copper | unknown | 3/4" | unknown | copper | 3/4" | unknown | single family | unknown | Unknown | unknown | unknown | unknown | No | Non-Lead | Tier 5 | No | No | No | checked in pit
KS2004510 | 433054800 | 548 DEARBORN ST | pvc | copper | Unknown | pvc | unknown | 2" | unknown | pvc | 2" | unknown | Other | unknown | Unknown | unknown | unknown | unknown | No | Non-Lead | Tier 5 | No | No | No | checked in pit
KS2004510 | 433060400 | 604 DEARBORN ST | cip | copper | Unknown | copper | unknown | 2" | unknown | copper | 2" | unknown | Other | unknown | Unknown | unknown | unknown | unknown | No | Non-Lead | Tier 5 | No | No | No | checked in pit
KS2004510 | 433061400 | 614 DEARBORN ST | cip | copper | Unknown | copper | unknown | 2" | unknown | copper | 2" | unknown | Other | unknown | Unknown | unknown | unknown | unknown | No | Non-Lead | Tier 5 | No | No | No | checked in pit
KS2004510 | 433061500 | 615 DEARBORN ST | cip | copper | Unknown | pvc | unknown | 3" | unknown | pvc | 3" | unknown | Other | unknown | Unknown | unknown | unknown | unknown | No | Non-Lead | Tier 5 | No | No | No | checked in pit
KS2004510 | 433061500 | 615 DEARBORN ST | cip | copper | Unknown | copper | unknown | 2" | unknown | copper | 2" | unknown | Other | unknown | Unknown | unknown | unknown | unknown | No | Non-Lead | Tier 5 | No | No | No | checked in pit
KS2004510 | 433071800 | 718 DEARBORN ST | cip | Other-Non-Lead | Unknown | Other Non Lead | unknown | 3" | unknown | Other Non Lead | 3" | unknown | Other | unknown | Unknown | unknown | unknown | unknown | No | Non-Lead | Tier 5 | No | No | No | checked in pit
KS2004510 | 433081700 | 817 DEARBORN ST | cip | copper | Unknown | pex | unknown | 3/4" | unknown | copper | 3/4" | unknown | single family | unknown | Unknown | unknown | unknown | unknown | No | Non-Lead | Tier 5 | No | No | No | checked in pit
KS2004510 | 433090909 | 909 DEARBORN ST | cip | copper | Unknown | copper | unknown | 3/4" | unknown | copper | 3/4" | unknown | single family | unknown | Unknown | unknown | unknown | unknown | No | Non-Lead | Tier 5 | No | No | No | checked in pit
KS2004510 | 433091110 | 911 DEARBORN ST | cip | copper | Unknown | copper | unknown | 3/4" | unknown | copper | 3/4" | unknown | single family | unknown | Unknown | unknown | unknown | unknown | No | Non-Lead | Tier 5 | No | No | No | checked in pit
KS2004510 | 433091706 | 917 DEARBORN ST | cip | copper | Unknown | pex | unknown | 3/4" | unknown | pex | 3/4" | unknown | single family | unknown | Unknown | unknown | unknown | unknown | No | Non-Lead | Tier 5 | No | No | No | checked in pit
KS2004510 | 433091801 | 918 DEARBORN ST | cip | copper | Unknown | copper | unknown | 3/4" | unknown | copper | 3/4" | unknown | single family | unknown | Unknown | unknown | unknown | unknown | No | Non-Lead | Tier 5 | No | No | No | checked in pit
KS2004510 | 434081105 | 811 ELM ST | PVC | copper | Unknown | copper | unknown | 3/4" | unknown | copper | 3/4" | unknown | single family | unknown | Unknown | unknown | unknown | unknown | No | Non-Lead | Tier 5 | No | No | No | checked in pit
KS2004510 | 434081806 | 818 ELM ST | PVC | copper | Unknown | copper | unknown | 3/4" | unknown | copper | 3/4" | unknown | single family | unknown | Unknown | unknown | unknown | unknown | No | Non-Lead | Tier 5 | No | No | No | checked in pit
KS2004510 | 434090600 | 906 ELM ST | PVC | copper | Unknown | copper | unknown | 3/4" | unknown | copper | 3/4" | unknown | single family | unknown | Unknown | unknown | unknown | unknown | No | Non-Lead | Tier 5 | No | No | No | checked in pit
KS2004510 | 434091200 | 912 ELM ST | PVC | copper | Unknown | copper | unknown | 3/4" | unknown | copper | 3/4" | unknown | single family | unknown | Unknown | unknown | unknown | unknown | No | Non-Lead | Tier 5 | No | No | No | checked in pit
KS2004510 | 434091304 | 913 ELM ST | PVC | copper | Unknown | pex | unknown | 3/4" | unknown | copper | 3/4" | unknown | single family | unknown | Unknown | unknown | unknown | unknown | No | Non-Lead | Tier 5 | No | No | No | checked in pit
KS2004510 | 434091813 | 918 ELM ST | PVC | copper | Unknown | copper | unknown | 1" | unknown | copper | 1" | unknown | single family | unknown | Unknown | unknown | unknown | unknown | No | Non-Lead | Tier 5 | No | No | No | checked in pit
KS2004510 | 434091900 | 919 ELM ST | cip | copper | Unknown | pex | unknown | 3/4" | unknown | copper | 3/4" | unknown | single family | unknown | Unknown | unknown | unknown | unknown | No | Non-Lead | Tier 5 | No | No | No | checked in pit
KS2004510 | 435081600 | 816 FREMONT ST | PVC | copper | Unknown | copper | unknown | 2" | unknown | copper | 2" | unknown | Other | unknown | Unknown | unknown | unknown | unknown | No | Non-Lead | Tier 5 | No | No | No | checked in pit
KS2004510 | 435091004 | 910 FREMONT ST | PVC | copper | Unknown | copper | unknown | 3/4" | unknown | copper | 3/4" | unknown | single family | unknown | Unknown | unknown | unknown | unknown | No | Non-Lead | Tier 5 | No | No | No | checked in pit
KS2004510 | 435091804 | 918 FREMONT ST | PVC | copper | Unknown | pex | unknown | 3/4" | unknown | pex | 3/4" | unknown | single family | unknown | Unknown | unknown | unknown | unknown | No | Non-Lead | Tier 5 | No | No | No | checked in pit
KS2004510 | 435913002 | 913 FREMONT ST (WATER) | PVC | copper | Unknown | pex | unknown | 3/4" | unknown | pvc | 3/4" | unknown | single family | unknown | Unknown | unknown | unknown | unknown | No | Non-Lead | Tier 5 | No | No | No | checked in pit
KS2004510 | 436051901 | 519 GROVE ST | PVC | copper | Unknown | pex | unknown | 3/4" | unknown | copper | 3/4" | unknown | single family | unknown | Unknown | unknown | unknown | unknown | No | Non-Lead | Tier 5 | No | No | No | checked in pit
KS2004510 | 436080701 | 807 GROVE ST | PVC | copper | Unknown | copper | unknown | 3/4" | unknown | pvc | 3/4" | unknown | single family | unknown | Unknown | unknown | unknown | unknown | No | Non-Lead | Tier 5 | No | No | No | checked in pit
KS2004510 | 436081502 | 811 GROVE ST | PVC | copper | Unknown | copper | unknown | 3/4" | unknown | copper | 3/4" | unknown | single family | unknown | Unknown | unknown | unknown | unknown | No | Non-Lead | Tier 5 | No | No | No | checked in pit
KS2004510 | 436081903 | 819 GROVE ST | pvc | copper | Unknown | copper | unknown | 3/4" | unknown | copper | 3/4" | unknown | single family | unknown | Unknown | unknown | unknown | unknown | No | Non-Lead | Tier 5 | No | No | No | checked in pit
KS2004510 | 436082008 | 820 GROVE ST | pvc | copper | Unknown | copper | unknown | 3/4" | unknown | copper | 3/4" | unknown | single family | unknown | Unknown | unknown | unknown | unknown | No | Non-Lead | Tier 5 | No | No | No | checked in pit
KS2004510 | 436090909 | 909 GROVE ST | pvc | copper | Unknown | pex | unknown | 3/4" | unknown | pvc | 3/4" | unknown | single family | unknown | Unknown | unknown | unknown | unknown | No | Non-Lead | Tier 5 | No | No | No | checked in pit
KS2004510 | 436091001 | 910 GROVE ST | pvc | copper | Unknown | pex | unknown | 3/4" | unknown | copper | 3/4" | unknown | single family | unknown | Unknown | unknown | unknown | unknown | No | Non-Lead | Tier 5 | No | No | No | checked in pit
KS2004510 | 436091300 | 913 GROVE ST | pvc | copper | Unknown | pex | unknown | 3/4" | unknown | pvc | 3/4" | unknown | single family | unknown | Unknown | unknown | unknown | unknown | No | Non-Lead | Tier 5 | No | No | No | checked in pit
KS2004510 | 436091400 | 916 GROVE ST A | pvc | copper | Unknown | pex | unknown | 3/4" | unknown | pvc | 3/4" | unknown | single family | unknown | Unknown | unknown | unknown | unknown | No | Non-Lead | Tier 5 | No | No | No | checked in pit
KS2004510 | 436091902 | 919 GROVE ST | pvc | copper | Unknown | pex | unknown | 3/4" | unknown | copper | 3/4" | unknown | single family | unknown | Unknown | unknown | unknown | unknown | No | Non-Lead | Tier 5 | No | No | No | checked in pit
KS2004510 | 436092000 | 920 GROVE ST | pvc | copper | Unknown | pex | unknown | 3/4" | unknown | pex | 3/4" | unknown | single family | unknown | Unknown | unknown | unknown | unknown | No | Non-Lead | Tier 5 | No | No | No | checked in pit
KS2004510 | 436101309 | 1013 GROVE ST | pvc | copper | Unknown | pex | unknown | 3/4" | unknown | pex | 3/4" | unknown | single family | unknown | Unknown | unknown | unknown | unknown | No | Non-Lead | Tier 5 | No | No | No | checked in pit
KS2004510 | 436101404 | 1014 GROVE ST | pvc | copper | Unknown | pex | unknown | 3/4" | unknown | pex | 3/4" | unknown | single family | unknown | Unknown | unknown | unknown | unknown | No | Non-Lead | Tier 5 | No | No | No | checked in pit
KS2004510 | 436101801 | 1018 GROVE ST | pvc | copper | Unknown | pex | unknown | 3/4" | unknown | pex | 3/4" | unknown | single family | unknown | Unknown | unknown | unknown | unknown | No | Non-Lead | Tier 5 | No | No | No | checked in pit
KS2004510 | 437052006 | 520 HIGH ST | pvc | copper | Unknown | pex | unknown | 2" | unknown | pex | 2" | unknown | Other | unknown | Unknown | unknown | unknown | unknown | No | Non-Lead | Tier 5 | No | No | No | checked in pit
KS2004510 | 437060001 | 600 HIGH ST | pvc | copper | Unknown | pex | unknown | 3/4" | unknown | pex | 3/4" | unknown | Other | unknown | Unknown | unknown | unknown | unknown | No | Non-Lead | Tier 5 | No | No | No | checked in pit
KS2004510 | 437060202 | 606 HIGH ST | pvc | copper | Unknown | copper | unknown | 1" | unknown | copper | 1" | unknown | Other | unknown | Unknown | unknown | unknown | unknown | No | Non-Lead | Tier 5 | No | No | No | checked in pit
KS2004510 | 437060402 | 604 HIGH ST | pvc | copper | Unknown | copper | unknown | 1" | unknown | copper | 1" | unknown | Other | unknown | Unknown | unknown | unknown | unknown | No | Non-Lead | Tier 5 | No | No | No | checked in pit
KS2004510 | 437061000 | 610 HIGH ST | dip | copper | Unknown | copper | unknown | 3/4" | unknown | copper | 1" | unknown | Other | unknown | Unknown | unknown | unknown | unknown | No | Non-Lead | Tier 5 | No | No | No | checked in pit
KS2004510 | 437061802 | 618 HIGH ST | pvc | copper | Unknown | pex | unknown | 3/4" | unknown | pex | 3/4" | unknown | Other | unknown | Unknown | unknown | unknown | unknown | No | Non-Lead | Tier 5 | No | No | No | checked in pit
KS2004510 | 437062001 | 620 HIGH ST | pvc | copper | Unknown | pex | unknown | 3/4" | unknown | pex | 3/4" | unknown | Other | unknown | Unknown | unknown | unknown | unknown | No | Non-Lead | Tier 5 | No | No | No | checked in pit
KS2004510 | 437062204 | 622 HIGH ST | pvc | copper | Unknown | copper | unknown | 3/4" | unknown | copper | 3/4" | unknown | Other | unknown | Unknown | unknown | unknown | unknown | No | Non-Lead | Tier 5 | No | No | No | checked in pit
KS2004510 | 437070000 | 700 HIGH ST | pvc | Polyethylene | Unknown | pex | unknown | 2" | unknown | copper | 2" | unknown | Other | unknown | Unknown | unknown | unknown | unknown | No | Non-Lead | Tier 5 | No | No | No | checked in pit
KS2004510 | 437070200 | 702 HIGH ST | pvc | copper | Unknown | copper | unknown | 3/4" | unknown | pex | 3/4" | unknown | Other | unknown | Unknown | unknown | unknown | unknown | No | Non-Lead | Tier 5 | No | No | No | checked in pit
KS2004510 | 437071801 | 718 HIGH ST | pvc | copper | Unknown | copper | unknown | 3/4" | unknown | pex | 3/4" | unknown | Other | unknown | Unknown | unknown | unknown | unknown | No | Non-Lead | Tier 5 | No | No | No | checked in pit
KS2004510 | 437072400 | 724 HIGH ST | pvc | copper | Unknown | copper | unknown | 3/4" | unknown | copper | 3/4" | unknown | Other | unknown | Unknown | unknown | unknown | unknown | No | Non-Lead | Tier 5 | No | No | No | checked in pit
KS2004510 | 437081003 | 810 HIGH ST | pvc | copper | Unknown | pex | unknown | 1" | unknown | copper | 3/4" | unknown | Other | unknown | Unknown | unknown | unknown | unknown | No | Non-Lead | Tier 5 | No | No | No | checked in pit
KS2004510 | 437081119 | 814 HIGH ST A | pvc | copper | Unknown | pex | unknown | 1" | unknown | copper | 3/4" | unknown | Other | unknown | Unknown | unknown | unknown | unknown | No | Non-Lead | Tier 5 | No | No | No | checked in pit
KS2004510 | 437081221 | 814 HIGH ST B | pvc | copper | Unknown | pex | unknown | 1" | unknown | copper | 3/4" | unknown | Other | unknown | Unknown | unknown | unknown | unknown | No | Non-Lead | Tier 5 | No | No | No | checked in pit
KS2004510 | 437081320 | 814 HIGH ST C | PVC | copper | Unknown | pex | unknown | 1" | unknown | copper | 3/4" | unknown | Other | unknown | Unknown | unknown | unknown | unknown | No | Non-Lead | Tier 5 | No | No | No | checked in pit
KS2004510 | 437081603 | 816 HIGH ST | PVC | copper | Unknown | pex | unknown | 1" | unknown | copper | 3/4" | unknown | Other | unknown | Unknown | unknown | unknown | unknown | No | Non-Lead | Tier 5 | No | No | No | checked in pit
KS2004510 | 437090405 | 904 HIGH ST | cip | copper | Unknown | copper | unknown | 3/4" | unknown | copper | 3/4" | unknown | single family | unknown | Unknown | unknown | unknown | unknown | No | Non-Lead | Tier 5 | No | No | No | checked in pit
KS2004510 | 437091002 | 910 HIGH ST | cip | copper | Unknown | copper | unknown | 3/4" | unknown | copper | 3/4" | unknown | single family | unknown | Unknown | unknown | unknown | unknown | No | Non-Lead | Tier 5 | No | No | No | checked in pit
KS2004510 | 437091416 | 914 HIGH ST | cip | copper | Unknown | copper | unknown | 3/4" | unknown | pvc | 3/4" | unknown | single family | unknown | Unknown | unknown | unknown | unknown | No | Non-Lead | Tier 5 | No | No | No | checked in pit
KS2004510 | 437091616 | 916 HIGH ST | cip | copper | Unknown | copper | unknown | 3/4" | unknown | pvc | 3/4" | unknown | single family | unknown | Unknown | unknown | unknown | unknown | No | Non-Lead | Tier 5 | No | No | No | checked in pit
KS2004510 | 437092007 | 920 HIGH ST | cip | copper | Unknown | pex | unknown | 3/4" | unknown | copper | 3/4" | unknown | single family | unknown | Unknown | unknown | unknown | unknown | No | Non-Lead | Tier 5 | No | No | No | checked in pit
KS2004510 | 437602106 | 602 HIGH ST A | PVC | copper | Unknown | pex | unknown | 3/4" | unknown | pex | 3/4" | unknown | Other | unknown | Unknown | unknown | unknown | unknown | No | Non-Lead | Tier 5 | No | No | No | checked in pit
KS2004510 | 437602201 | 602 HIGH ST B | PVC | copper | Unknown | pex | unknown | 3/4" | unknown | pex | 3/4" | unknown | Other | unknown | Unknown | unknown | unknown | unknown | No | Non-Lead | Tier 5 | No | No | No | checked in pit
KS2004510 | 437602304 | 602 HIGH ST C | PVC | copper | Unknown | pex | unknown | 3/4" | unknown | pex | 3/4" | unknown | Other | unknown | Unknown | unknown | unknown | unknown | No | Non-Lead | Tier 5 | No | No | No | checked in pit
KS2004510 | 437602402 | 602 HIGH ST D | PVC | copper | Unknown | pex | unknown | 3/4" | unknown | pex | 3/4" | unknown | Other | unknown | Unknown | unknown | unknown | unknown | No | Non-Lead | Tier 5 | No | No | No | checked in pit
KS2004510 | 437810000 | 814 HIGH ST WATER | PVC | copper | Unknown | pex | unknown | 1" | unknown | copper | 1" | unknown | Other | unknown | Unknown | unknown | unknown | unknown | No | Non-Lead | Tier 5 | No | No | No | checked in pit
KS2004510 | 502030407 | 304 2ND ST | cip | copper | Unknown | copper | unknown | 3/4" | unknown | copper | 3/4" | unknown | single family | unknown | Unknown | unknown | unknown | unknown | No | Non-Lead | Tier 5 | No | No | No | checked in pit
KS2004510 | 502031100 | 311 2ND ST | cip | copper | Unknown | copper | unknown | 3/4" | unknown | copper | 3/4" | unknown | single family | unknown | Unknown | unknown | unknown | unknown | No | Non-Lead | Tier 5 | No | No | No | checked in pit
KS2004510 | 502031800 | 318 2ND ST | cip | copper | Unknown | copper | unknown | 3/4" | unknown | copper | 3/4" | unknown | single family | unknown | Unknown | unknown | unknown | unknown | No | Non-Lead | Tier 5 | No | No | No | checked in pit
KS2004510 | 502040304 | 403 2ND ST | PVC | copper | Unknown | copper | unknown | 3/4" | unknown | copper | 3/4" | unknown | single family | unknown | Unknown | unknown | unknown | unknown | No | Non-Lead | Tier 5 | No | No | No | checked in pit
KS2004510 | 502040802 | 408 2ND ST | PVC | copper | Unknown | pex | unknown | 3/4" | unknown | copper | 3/4" | unknown | single family | unknown | Unknown | unknown | unknown | unknown | No | Non-Lead | Tier 5 | No | No | No | checked in pit
KS2004510 | 502041405 | 414 2ND ST | PVC | copper | Unknown | pex | unknown | 3/4" | unknown | pvc | 3/4" | unknown | single family | unknown | Unknown | unknown | unknown | unknown | No | Non-Lead | Tier 5 | No | No | No | checked in pit
KS2004510 | 502041903 | 419 2ND ST | cip | copper | Unknown | copper | unknown | 3/4" | unknown | copper | 3/4" | unknown | single family | unknown | Unknown | unknown | unknown | unknown | No | Non-Lead | Tier 5 | No | No | No | checked in pit
KS2004510 | 502050601 | 506 2ND ST | cip | copper | Unknown | pex | unknown | 3/4" | unknown | pex | 3/4" | unknown | single family | unknown | Unknown | unknown | unknown | unknown | No | Non-Lead | Tier 5 | No | No | No | checked in pit
KS2004510 | 503030400 | 304 3RD ST | PVC | copper | Unknown | pex | unknown | 3/4" | unknown | pvc | 3/4" | unknown | single family | unknown | Unknown | unknown | unknown | unknown | No | Non-Lead | Tier 5 | No | No | No | checked in pit
KS2004510 | 503050721 | 507 3RD ST | PVC | copper | Unknown | copper | unknown | 3/4" | unknown | copper | 3/4" | unknown | single family | unknown | Unknown | unknown | unknown | unknown | No | Non-Lead | Tier 5 | No | No | No | checked in pit
KS2004510 | 503050913 | 509 3RD ST | PVC | copper | Unknown | copper | unknown | 3/4" | unknown | copper | 3/4" | unknown | single family | unknown | Unknown | unknown | unknown | unknown | No | Non-Lead | Tier 5 | No | No | No | checked in pit
KS2004510 | 503052001 | 520 3RD ST | PVC | copper | Unknown | pex | unknown | 3/4" | unknown | copper | 3/4" | unknown | single family | unknown | Unknown | unknown | unknown | unknown | No | Non-Lead | Tier 5 | No | No | No | checked in pit
KS2004510 | 503070801 | 708 3RD ST | pvc | copper | Unknown | copper | unknown | 3/4" | unknown | copper | 3/4" | unknown | single family | unknown | Unknown | unknown | unknown | unknown | No | Non-Lead | Tier 5 | No | No | No | checked in pit
KS2004510 | 504011702 | 117 4TH ST | dip | copper | Unknown | copper | unknown | 3/4" | unknown | copper | 3/4" | unknown | single family | unknown | Unknown | unknown | unknown | unknown | No | Non-Lead | Tier 5 | No | No | No | checked in pit
KS2004510 | 504011900 | 119 4TH ST | dip | copper | Unknown | pex | unknown | 1" | unknown | pex | 1" | unknown | single family | unknown | Unknown | unknown | unknown | unknown | No | Non-Lead | Tier 5 | No | No | No | checked in pit
KS2004510 | 504020403 | 204 4TH ST | dip | copper | Unknown | copper | unknown | 3/4" | unknown | pvc | 1" | unknown | single family | unknown | Unknown | unknown | unknown | unknown | No | Non-Lead | Tier 5 | No | No | No | checked in pit
KS2004510 | 504020900 | 209 4TH ST | dip | copper | Unknown | pex | unknown | 1" | unknown | pvc | 1" | unknown | single family | unknown | Unknown | unknown | unknown | unknown | No | Non-Lead | Tier 5 | No | No | No | checked in pit
KS2004510 | 504021403 | 214 4TH ST | dip | copper | Unknown | copper | unknown | 3/4" | unknown | pvc | 1" | unknown | single family | unknown | Unknown | unknown | unknown | unknown | No | Non-Lead | Tier 5 | No | No | No | checked in pit
KS2004510 | 504022000 | 220 4TH ST | dip | copper | Unknown | copper | unknown | 3/4" | unknown | pvc | 1" | unknown | single family | unknown | Unknown | unknown | unknown | unknown | No | Non-Lead | Tier 5 | No | No | No | checked in pit
KS2004510 | 504030610 | 306 4TH ST | dip | copper | Unknown | copper | unknown | 3/4" | unknown | copper | 3/4" | unknown | single family | unknown | Unknown | unknown | unknown | unknown | No | Non-Lead | Tier 5 | No | No | No | checked in pit
KS2004510 | 504031513 | 315 4TH ST | dip | copper | Unknown | pex | unknown | 1" | unknown | pex | 1" | unknown | single family | unknown | Unknown | unknown | unknown | unknown | No | Non-Lead | Tier 5 | No | No | No | checked in pit
KS2004510 | 504040402 | 404 4TH ST | pvc | copper | Unknown | pex | unknown | 1" | unknown | pex | 1" | unknown | single family | unknown | Unknown | unknown | unknown | unknown | No | Non-Lead | Tier 5 | No | No | No | checked in pit
KS2004510 | 504040703 | 407 4TH ST | pvc | copper | Unknown | copper | unknown | 3/4" | unknown | copper | 3/4" | unknown | single family | unknown | Unknown | unknown | unknown | unknown | No | Non-Lead | Tier 5 | No | No | No | checked in pit
KS2004510 | 504041109 | 411 4TH ST | pvc | copper | Unknown | copper | unknown | 3/4" | unknown | copper | 3/4" | unknown | single family | unknown | Unknown | unknown | unknown | unknown | No | Non-Lead | Tier 5 | No | No | No | checked in pit
KS2004510 | 504041400 | 414 4TH ST | pvc | copper | Unknown | pex | unknown | 1" | unknown | pex | 1" | unknown | single family | unknown | Unknown | unknown | unknown | unknown | No | Non-Lead | Tier 5 | No | No | No | checked in pit
KS2004510 | 504041400 | 414 4TH ST | pvc | copper | Unknown | pex | unknown | 1" | unknown | pex | 1" | unknown | single family | unknown | Unknown | unknown | unknown | unknown | No | Non-Lead | Tier 5 | No | No | No | checked in pit
KS2004510 | 504050106 | 501 4TH ST | pvc | copper | Unknown | pex | unknown | 1" | unknown | pex | 3/4" | unknown | single family | unknown | Unknown | unknown | unknown | unknown | No | Non-Lead | Tier 5 | No | No | No | checked in pit
KS2004510 | 504050308 | 503 4TH ST | pvc | copper | Unknown | pex | unknown | 1" | unknown | pex | 3/4" | unknown | single family | unknown | Unknown | unknown | unknown | unknown | No | Non-Lead | Tier 5 | No | No | No | checked in pit
KS2004510 | 504050509 | 505 4TH ST | pvc | copper | Unknown | pex | unknown | 1" | unknown | pex | 3/4" | unknown | single family | unknown | Unknown | unknown | unknown | unknown | No | Non-Lead | Tier 5 | No | No | No | checked in pit
KS2004510 | 504050705 | 507 4TH ST | pvc | copper | Unknown | pex | unknown | 1" | unknown | pex | 3/4" | unknown | single family | unknown | Unknown | unknown | unknown | unknown | No | Non-Lead | Tier 5 | No | No | No | checked in pit
KS2004510 | 504050807 | 508 4TH ST | pvc | copper | Unknown | pex | unknown | 1" | unknown | pex | 1" | unknown | single family | unknown | Unknown | unknown | unknown | unknown | No | Non-Lead | Tier 5 | No | No | No | checked in pit
KS2004510 | 504051001 | 510 4TH ST | pvc | copper | Unknown | pex | unknown | 1" | unknown | pex | 1" | unknown | single family | unknown | Unknown | unknown | unknown | unknown | No | Non-Lead | Tier 5 | No | No | No | checked in pit
KS2004510 | 505011800 | 118 5TH ST | cip | copper | Unknown | copper | unknown | 3/4" | unknown | copper | 3/4" | unknown | single family | unknown | Unknown | unknown | unknown | unknown | No | Non-Lead | Tier 5 | No | No | No | checked in pit
KS2004510 | 505021608 | 216 5TH ST | cip | copper | Unknown | copper | unknown | 3/4" | unknown | pex | 3/4" | unknown | single family | unknown | Unknown | unknown | unknown | unknown | No | Non-Lead | Tier 5 | No | No | No | checked in pit
KS2004510 | 505031800 | 318 5TH ST | pvc | copper | Unknown | pex | unknown | 3/4" | unknown | pvc | 3/4" | unknown | single family | unknown | Unknown | unknown | unknown | unknown | No | Non-Lead | Tier 5 | No | No | No | checked in pit
KS2004510 | 505040406 | 404 5TH ST | dip | copper | Unknown | copper | unknown | 3/4" | unknown | copper | 3/4" | unknown | single family | unknown | Unknown | unknown | unknown | unknown | No | Non-Lead | Tier 5 | No | No | No | checked in pit
KS2004510 | 505040701 | 407 5TH ST | dip | copper | Unknown | pex | unknown | 3/4" | unknown | pex | 3/4" | unknown | single family | unknown | Unknown | unknown | unknown | unknown | No | Non-Lead | Tier 5 | No | No | No | checked in pit
KS2004510 | 505041507 | 415 5TH ST | dip | copper | Unknown | pex | unknown | 3/4" | unknown | pex | 3/4" | unknown | single family | unknown | Unknown | unknown | unknown | unknown | No | Non-Lead | Tier 5 | No | No | No | checked in pit
KS2004510 | 505041600 | 416 5TH ST | dip | copper | Unknown | copper | unknown | 3/4" | unknown | copper | 3/4" | unknown | single family | unknown | Unknown | unknown | unknown | unknown | No | Non-Lead | Tier 5 | No | No | No | checked in pit
KS2004510 | 505041704 | 417 5TH ST | dip | copper | Unknown | copper | unknown | 3/4" | unknown | copper | 3/4" | unknown | single family | unknown | Unknown | unknown | unknown | unknown | No | Non-Lead | Tier 5 | No | No | No | checked in pit
KS2004510 | 505041811 | 418 5TH ST | dip | copper | Unknown | pex | unknown | 3/4" | unknown | copper | 3/4" | unknown | single family | unknown | Unknown | unknown | unknown | unknown | No | Non-Lead | Tier 5 | No | No | No | checked in pit
KS2004510 | 505050413 | 504 5TH ST | dip | copper | Unknown | copper | unknown | 3/4" | unknown | copper | 3/4" | unknown | single family | unknown | Unknown | unknown | unknown | unknown | No | Non-Lead | Tier 5 | No | No | No | checked in pit
KS2004510 | 505050802 | 508 5TH ST | dip | copper | Unknown | pex | unknown | 3/4" | unknown | pex | 3/4" | unknown | single family | unknown | Unknown | unknown | unknown | unknown | No | Non-Lead | Tier 5 | No | No | No | checked in pit
KS2004510 | 505051003 | 510 5TH ST | dip | copper | Unknown | pex | unknown | 3/4" | unknown | pex | 3/4" | unknown | single family | unknown | Unknown | unknown | unknown | unknown | No | Non-Lead | Tier 5 | No | No | No | checked in pit
KS2004510 | 505051100 | 511 5TH ST | dip | copper | Unknown | copper | unknown | 3/4" | unknown | pex | 3/4" | unknown | single family | unknown | Unknown | unknown | unknown | unknown | No | Non-Lead | Tier 5 | No | No | No | checked in pit
KS2004510 | 505051403 | 514 5TH ST | dip | copper | Unknown | pex | unknown | 3/4" | unknown | pex | 3/4" | unknown | single family | unknown | Unknown | unknown | unknown | unknown | No | Non-Lead | Tier 5 | No | No | No | checked in pit
KS2004510 | 505051800 | 518 5TH ST | dip | copper | Unknown | pex | unknown | 3/4" | unknown | copper | 3/4" | unknown | single family | unknown | Unknown | unknown | unknown | unknown | No | Non-Lead | Tier 5 | No | No | No | checked in pit
KS2004510 | 505060113 | 601 5TH ST | dip | copper | Unknown | pex | unknown | 3/4" | unknown | pvc | 3/4" | unknown | single family | unknown | Unknown | unknown | unknown | unknown | No | Non-Lead | Tier 5 | No | No | No | checked in pit
KS2004510 | 505060400 | 604 5TH ST | dip | copper | Unknown | copper | unknown | 1" | unknown | copper | 1" | unknown | single family | unknown | Unknown | unknown | unknown | unknown | No | Non-Lead | Tier 5 | No | No | No | checked in pit
KS2004510 | 505060700 | 607 5TH ST | dip | copper | Unknown | pex | unknown | 3/4" | unknown | pex | 1" | unknown | single family | unknown | Unknown | unknown | unknown | unknown | No | Non-Lead | Tier 5 | No | No | No | checked in pit
KS2004510 | 505061100 | 611 5TH ST | dip | copper | Unknown | pex | unknown | 3/4" | unknown | copper | 3/4" | unknown | single family | unknown | Unknown | unknown | unknown | unknown | No | Non-Lead | Tier 5 | No | No | No | checked in pit
KS2004510 | 505061801 | 618 5TH ST | dip | copper | Unknown | pex | unknown | 3/4" | unknown | pex | 3/4" | unknown | single family | unknown | Unknown | unknown | unknown | unknown | No | Non-Lead | Tier 5 | No | No | No | checked in pit
KS2004510 | 505070113 | 701 5TH ST | dip | copper | Unknown | pex | unknown | 3/4" | unknown | pex | 3/4" | unknown | single family | unknown | Unknown | unknown | unknown | unknown | No | Non-Lead | Tier 5 | No | No | No | checked in pit
KS2004510 | 505070201 | 702 5TH ST | dip | copper | Unknown | pex | unknown | 3/4" | unknown | pvc | 3/4" | unknown | single family | unknown | Unknown | unknown | unknown | unknown | No | Non-Lead | Tier 5 | No | No | No | checked in pit
KS2004510 | 505070703 | 707 5TH ST | dip | copper | Unknown | copper | unknown | 3/4" | unknown | pvc | 3/4" | unknown | single family | unknown | Unknown | unknown | unknown | unknown | No | Non-Lead | Tier 5 | No | No | No | checked in pit
KS2004510 | 505070800 | 708 5TH ST | dip | copper | Unknown | pex | unknown | 3/4" | unknown | pex | 3/4" | unknown | single family | unknown | Unknown | unknown | unknown | unknown | No | Non-Lead | Tier 5 | No | No | No | checked in pit
KS2004510 | 505071102 | 711 5TH ST | dip | copper | Unknown | pex | unknown | 3/4" | unknown | pvc | 3/4" | unknown | single family | unknown | Unknown | unknown | unknown | unknown | No | Non-Lead | Tier 5 | No | No | No | checked in pit
KS2004510 | 505071201 | 712 5TH ST | dip | copper | Unknown | copper | unknown | 3/4" | unknown | copper | 3/4" | unknown | single family | unknown | Unknown | unknown | unknown | unknown | No | Non-Lead | Tier 5 | No | No | No | checked in pit
KS2004510 | 530021903 | 219 HIGHWAY 56 | cip | copper | Unknown | copper | unknown | 3/4" | unknown | pvc | 3/4" | unknown | single family | unknown | Unknown | unknown | unknown | unknown | No | Non-Lead | Tier 5 | No | No | No | checked in pit
KS2004510 | 530030303 | 301 AMES ST | PVC | copper | Unknown | pex | unknown | 1" | unknown | pex | 1" | unknown | single family | unknown | Unknown | unknown | unknown | unknown | No | Non-Lead | Tier 5 | No | No | No | checked in pit
KS2004510 | 530030904 | 309 AMES ST | PVC | copper | Unknown | pex | unknown | 3/4" | unknown | pvc | 3/4" | unknown | single family | unknown | Unknown | unknown | unknown | unknown | No | Non-Lead | Tier 5 | No | No | No | checked in pit
KS2004510 | 530031901 | 319 AMES ST | PVC | copper | Unknown | pex | unknown | 1" | unknown | copper | 1" | unknown | single family | unknown | Unknown | unknown | unknown | unknown | No | Non-Lead | Tier 5 | No | No | No | checked in pit
KS2004510 | 530032901 | 329 AMES ST | pvc | copper | Unknown | pex | unknown | 1" | unknown | copper | 1" | unknown | single family | unknown | Unknown | unknown | unknown | unknown | No | Non-Lead | Tier 5 | No | No | No | checked in pit
KS2004510 | 530033100 | 331 AMES ST | pvc | copper | Unknown | pvc | unknown | 2" | unknown | pvc | 2" | unknown | other | unknown | Unknown | unknown | unknown | unknown | No | Non-Lead | Tier 5 | No | No | No | checked in pit
KS2004510 | 530041502 | 415 AMES ST | pvc | copper | Unknown | copper | unknown | 1" | unknown | copper | 1" | unknown | single family | unknown | Unknown | unknown | unknown | unknown | No | Non-Lead | Tier 5 | No | No | No | checked in pit
KS2004510 | 530041502 | 415 AMES ST | pvc | copper | Unknown | copper | unknown | 1" | unknown | copper | 1" | unknown | single family | unknown | Unknown | unknown | unknown | unknown | No | Non-Lead | Tier 5 | No | No | No | checked in pit
KS2004510 | 531011300 | 113 BAKER ST | [16 empty] | Yes | Lead | Tier 5 | Yes | Yes | Yes | checked in pit
KS2004510 | 531013105 | 131 BAKER ST | cip | copper | Unknown | pex | unknown | 3/4" | unknown | pex | 3/4" | unknown | single family | unknown | Unknown | unknown | unknown | unknown | No | Non-Lead | Tier 5 | No | No | No | checked in pit
KS2004510 | 531021708 | 219 BAKER ST | cip | copper | Unknown | pex | unknown | 3/4" | unknown | pvc | 3/4" | unknown | single family | unknown | Unknown | unknown | unknown | unknown | No | Non-Lead | Tier 5 | No | No | No | checked in pit
KS2004510 | 531021902 | 219 BAKER ST 1/2 | cip | copper | Unknown | pex | unknown | 3/4" | unknown | pvc | 3/4" | unknown | single family | unknown | Unknown | unknown | unknown | unknown | No | Non-Lead | Tier 5 | No | No | No | checked in pit
KS2004510 | 531022104 | 221 BAKER ST 1 | cip | copper | Unknown | pex | unknown | 3/4" | unknown | pvc | 3/4" | unknown | single family | unknown | Unknown | unknown | unknown | unknown | No | Non-Lead | Tier 5 | No | No | No | checked in pit
KS2004510 | 531022300 | 223 BAKER ST | cip | copper | Unknown | pex | unknown | 3/4" | unknown | pvc | 3/4" | unknown | single family | unknown | Unknown | unknown | unknown | unknown | No | Non-Lead | Tier 5 | No | No | No | checked in pit
KS2004510 | 531030412 | 304 BAKER ST | pvc | copper | Unknown | copper | unknown | 3/4" | unknown | copper | 3/4" | unknown | single family | unknown | Unknown | unknown | unknown | unknown | No | Non-Lead | Tier 5 | No | No | No | checked in pit
KS2004510 | 531030505 | 305 BAKER ST | cip | copper | Unknown | copper | unknown | 3/4" | unknown | copper | 3/4" | unknown | single family | unknown | Unknown | unknown | unknown | unknown | No | Non-Lead | Tier 5 | No | No | No | checked in pit
KS2004510 | 531030608 | 306 BAKER ST | pvc | copper | Unknown | copper | unknown | 3/4" | unknown | copper | 3/4" | unknown | single family | unknown | Unknown | unknown | unknown | unknown | No | Non-Lead | Tier 5 | No | No | No | checked in pit
KS2004510 | 531030812 | 308 BAKER ST | pvc | copper | Unknown | copper | unknown | 3/4" | unknown | copper | 3/4" | unknown | single family | unknown | Unknown | unknown | unknown | unknown | No | Non-Lead | Tier 5 | No | No | No | checked in pit
KS2004510 | 531031012 | 310 BAKER ST | pvc | copper | Unknown | copper | unknown | 3/4" | unknown | copper | 3/4" | unknown | single family | unknown | Unknown | unknown | unknown | unknown | No | Non-Lead | Tier 5 | No | No | No | checked in pit
KS2004510 | 531031103 | 311 BAKER ST | cip | copper | Unknown | copper | unknown | 3/4" | unknown | copper | 3/4" | unknown | single family | unknown | Unknown | unknown | unknown | unknown | No | Non-Lead | Tier 5 | No | No | No | checked in pit
KS2004510 | 531031214 | 312 BAKER ST | pvc | copper | Unknown | copper | unknown | 3/4" | unknown | copper | 3/4" | unknown | single family | unknown | Unknown | unknown | unknown | unknown | No | Non-Lead | Tier 5 | No | No | No | checked in pit
KS2004510 | 531031414 | 314 BAKER ST | pvc | copper | Unknown | copper | unknown | 3/4" | unknown | copper | 3/4" | unknown | single family | unknown | Unknown | unknown | unknown | unknown | No | Non-Lead | Tier 5 | No | No | No | checked in pit
KS2004510 | 531031611 | 316 BAKER ST | pvc | copper | Unknown | copper | unknown | 3/4" | unknown | copper | 3/4" | unknown | single family | unknown | Unknown | unknown | unknown | unknown | No | Non-Lead | Tier 5 | No | No | No | checked in pit
KS2004510 | 531031711 | 317 BAKER ST | cip | copper | Unknown | copper | unknown | 3/4" | unknown | copper | 3/4" | unknown | single family | unknown | Unknown | unknown | unknown | unknown | No | Non-Lead | Tier 5 | No | No | No | checked in pit
KS2004510 | 531031813 | 318 BAKER ST | pvc | copper | Unknown | copper | unknown | 3/4" | unknown | copper | 3/4" | unknown | single family | unknown | Unknown | unknown | unknown | unknown | No | Non-Lead | Tier 5 | No | No | No | checked in pit
KS2004510 | 531032009 | 320 BAKER ST | pvc | copper | Unknown | copper | unknown | 3/4" | unknown | copper | 3/4" | unknown | single family | unknown | Unknown | unknown | unknown | unknown | No | Non-Lead | Tier 5 | No | No | No | checked in pit
KS2004510 | 531032106 | 321 BAKER ST | cip | copper | Unknown | copper | unknown | 3/4" | unknown | copper | 3/4" | unknown | single family | unknown | Unknown | unknown | unknown | unknown | No | Non-Lead | Tier 5 | No | No | No | checked in pit
KS2004510 | 531032216 | 322 BAKER ST | PVC | copper | Unknown | copper | unknown | 3/4" | unknown | copper | 3/4" | unknown | single family | unknown | Unknown | unknown | unknown | unknown | No | Non-Lead | Tier 5 | No | No | No | checked in pit
KS2004510 | 531032511 | 325 BAKER ST | cip | copper | Unknown | copper | unknown | 3/4" | unknown | pex | 3/4" | unknown | single family | unknown | Unknown | unknown | unknown | unknown | No | Non-Lead | Tier 5 | No | No | No | checked in pit
KS2004510 | 531040302 | 403 BAKER ST | cip | copper | Unknown | copper | unknown | 3/4" | unknown | copper | 3/4" | unknown | single family | unknown | Unknown | unknown | unknown | unknown | No | Non-Lead | Tier 5 | No | No | No | checked in pit
KS2004510 | 531041311 | 415 BAKER ST | cip | copper | Unknown | copper | unknown | 3/4" | unknown | copper | 3/4" | unknown | single family | unknown | Unknown | unknown | unknown | unknown | No | Non-Lead | Tier 5 | No | No | No | checked in pit
KS2004510 | 531050416 | 504 BAKER ST | cip | copper | Unknown | pex | unknown | 3/4" | unknown | copper | 3/4" | unknown | single family | unknown | Unknown | unknown | unknown | unknown | No | Non-Lead | Tier 5 | No | No | No | checked in pit
KS2004510 | 531050604 | 506 BAKER ST | cip | copper | Unknown | copper | unknown | 3/4" | unknown | copper | 3/4" | unknown | single family | unknown | Unknown | unknown | unknown | unknown | No | Non-Lead | Tier 5 | No | No | No | checked in pit
KS2004510 | 531050808 | 508 BAKER ST | cip | copper | Unknown | pex | unknown | 3/4" | unknown | copper | 3/4" | unknown | single family | unknown | Unknown | unknown | unknown | unknown | No | Non-Lead | Tier 5 | No | No | No | checked in pit
KS2004510 | 531120804 | 208 BAKER ST (WEST)B | cip | copper | Unknown | pex | unknown | 3/4" | unknown | pex | 3/4" | unknown | single family | unknown | Unknown | unknown | unknown | unknown | No | Non-Lead | Tier 5 | No | No | No | checked in pit
KS2004510 | 531221112 | 221 BAKER ST 2 | cip | copper | Unknown | copper | unknown | 3/4" | unknown | copper | 3/4" | unknown | single family | unknown | Unknown | unknown | unknown | unknown | No | Non-Lead | Tier 5 | No | No | No | checked in pit
KS2004510 | 532010500 | 105 CHAPEL ST | PVC | copper | Unknown | copper | unknown | 3/4" | unknown | copper | 3/4" | unknown | single family | unknown | Unknown | unknown | unknown | unknown | No | Non-Lead | Tier 5 | No | No | No | checked in pit
KS2004510 | 532010911 | 109 CHAPEL ST | PVC | copper | Unknown | copper | unknown | 3/4" | unknown | copper | 3/4" | unknown | single family | unknown | Unknown | unknown | unknown | unknown | No | Non-Lead | Tier 5 | No | No | No | checked in pit
KS2004510 | 532011110 | 111 CHAPEL ST | PVC | copper | Unknown | copper | unknown | 3/4" | unknown | copper | 3/4" | unknown | single family | unknown | Unknown | unknown | unknown | unknown | No | Non-Lead | Tier 5 | No | No | No | checked in pit
KS2004510 | 532011305 | 113 CHAPEL ST | PVC | copper | Unknown | copper | unknown | 3/4" | unknown | copper | 3/4" | unknown | single family | unknown | Unknown | unknown | unknown | unknown | No | Non-Lead | Tier 5 | No | No | No | checked in pit
KS2004510 | 532020104 | 201 CHAPEL ST | PVC | copper | Unknown | pex | unknown | 3/4" | unknown | pex | 3/4" | unknown | single family | unknown | Unknown | unknown | unknown | unknown | No | Non-Lead | Tier 5 | No | No | No | checked in pit
KS2004510 | 532020501 | 205 CHAPEL ST | PVC | copper | Unknown | pex | unknown | 3/4" | unknown | pex | 3/4" | unknown | single family | unknown | Unknown | unknown | unknown | unknown | No | Non-Lead | Tier 5 | No | No | No | checked in pit
KS2004510 | 532020600 | 206 CHAPEL ST | PVC | copper | Unknown | pex | unknown | 3/4" | unknown | copper | 3/4" | unknown | single family | unknown | Unknown | unknown | unknown | unknown | No | Non-Lead | Tier 5 | No | No | No | checked in pit
KS2004510 | 532020900 | 209 CHAPEL ST | PVC | copper | Unknown | pex | unknown | 3/4" | unknown | pex | 3/4" | unknown | single family | unknown | Unknown | unknown | unknown | unknown | No | Non-Lead | Tier 5 | No | No | No | checked in pit
KS2004510 | 532021305 | 213 CHAPEL ST | PVC | copper | Unknown | pex | unknown | 3/4" | unknown | pex | 3/4" | unknown | single family | unknown | Unknown | unknown | unknown | unknown | No | Non-Lead | Tier 5 | No | No | No | checked in pit
KS2004510 | 532021807 | 218 CHAPEL ST | PVC | copper | Unknown | pex | unknown | 3/4" | unknown | pex | 3/4" | unknown | single family | unknown | Unknown | unknown | unknown | unknown | No | Non-Lead | Tier 5 | No | No | No | checked in pit
KS2004510 | 532023000 | 230 CHAPEL ST | PVC | copper | Unknown | pex | unknown | 3/4" | unknown | pvc | 1" | unknown | single family | unknown | Unknown | unknown | unknown | unknown | No | Non-Lead | Tier 5 | No | No | No | checked in pit
KS2004510 | 532023202 | 232 CHAPEL ST | PVC | copper | Unknown | pex | unknown | 3/4" | unknown | pex | 3/4" | unknown | single family | unknown | Unknown | unknown | unknown | unknown | No | Non-Lead | Tier 5 | No | No | No | checked in pit
KS2004510 | 532030406 | 304 CHAPEL ST | PVC | copper | Unknown | copper | unknown | 3/4" | unknown | copper | 3/4" | unknown | single family | unknown | Unknown | unknown | unknown | unknown | No | Non-Lead | Tier 5 | No | No | No | checked in pit
KS2004510 | 532030501 | 305 CHAPEL ST | PVC | copper | Unknown | copper | unknown | 3/4" | unknown | copper | 3/4" | unknown | single family | unknown | Unknown | unknown | unknown | unknown | No | Non-Lead | Tier 5 | No | No | No | checked in pit
KS2004510 | 532031004 | 310 CHAPEL ST | PVC | copper | Unknown | pex | unknown | 3/4" | unknown | copper | 3/4" | unknown | single family | unknown | Unknown | unknown | unknown | unknown | No | Non-Lead | Tier 5 | No | No | No | checked in pit
KS2004510 | 532031401 | 314 CHAPEL ST | PVC | copper | Unknown | pex | unknown | 3/4" | unknown | copper | 3/4" | unknown | single family | unknown | Unknown | unknown | unknown | unknown | No | Non-Lead | Tier 5 | No | No | No | checked in pit
KS2004510 | 532031712 | 317 CHAPEL ST | PVC | copper | Unknown | copper | unknown | 3/4" | unknown | copper | 3/4" | unknown | single family | unknown | Unknown | unknown | unknown | unknown | No | Non-Lead | Tier 5 | No | No | No | checked in pit
KS2004510 | 532031809 | 318 CHAPEL ST | PVC | copper | Unknown | copper | unknown | 3/4" | unknown | copper | 3/4" | unknown | single family | unknown | Unknown | unknown | unknown | unknown | No | Non-Lead | Tier 5 | No | No | No | checked in pit
KS2004510 | 532031914 | 319 CHAPEL ST | pvc | copper | Unknown | copper | unknown | 3/4" | unknown | copper | 3/4" | unknown | single family | unknown | Unknown | unknown | unknown | unknown | No | Non-Lead | Tier 5 | No | No | No | checked in pit
KS2004510 | 532032402 | 324 CHAPEL ST | pvc | copper | Unknown | copper | unknown | 3/4" | unknown | copper | 3/4" | unknown | single family | unknown | Unknown | unknown | unknown | unknown | No | Non-Lead | Tier 5 | No | No | No | checked in pit
KS2004510 | 532032905 | 329 CHAPEL ST | pvc | copper | Unknown | pex | unknown | 3/4" | unknown | copper | 3/4" | unknown | single family | unknown | Unknown | unknown | unknown | unknown | No | Non-Lead | Tier 5 | No | No | No | checked in pit
KS2004510 | 532033304 | 333 CHAPEL ST | pvc | copper | Unknown | pex | unknown | 3/4" | unknown | pex | 3/4" | unknown | single family | unknown | Unknown | unknown | unknown | unknown | No | Non-Lead | Tier 5 | No | No | No | checked in pit
KS2004510 | 532033902 | 339 CHAPEL ST | pvc | copper | Unknown | pex | unknown | 3/4" | unknown | pex | 3/4" | unknown | single family | unknown | Unknown | unknown | unknown | unknown | No | Non-Lead | Tier 5 | No | No | No | checked in pit
KS2004510 | 532040200 | 402 CHAPEL ST | pvc | copper | Unknown | copper | unknown | 3/4" | unknown | copper | 3/4" | unknown | single family | unknown | Unknown | unknown | unknown | unknown | No | Non-Lead | Tier 5 | No | No | No | checked in pit
KS2004510 | 532040300 | 403 CHAPEL ST | pvc | copper | Unknown | copper | unknown | 3/4" | unknown | pex | 3/4" | unknown | single family | unknown | Unknown | unknown | unknown | unknown | No | Non-Lead | Tier 5 | No | No | No | checked in pit
KS2004510 | 532041500 | 415 CHAPEL ST | pvc | copper | Unknown | pex | unknown | 3/4" | unknown | pvc | 3/4" | unknown | single family | unknown | Unknown | unknown | unknown | unknown | No | Non-Lead | Tier 5 | No | No | No | checked in pit
KS2004510 | 532041801 | 418 CHAPEL ST | pvc | copper | Unknown | pex | unknown | 3/4" | unknown | copper | 3/4" | unknown | single family | unknown | Unknown | unknown | unknown | unknown | No | Non-Lead | Tier 5 | No | No | No | checked in pit
KS2004510 | 533020000 | 200 DEARBORN ST | cip | copper | Unknown | copper | unknown | 3/4" | unknown | copper | 3/4" | unknown | single family | unknown | Unknown | unknown | unknown | unknown | No | Non-Lead | Tier 5 | No | No | No | checked in pit
KS2004510 | 533020502 | 205 DEARBORN ST | cip | copper | Unknown | copper | unknown | 3/4" | unknown | copper | 3/4" | unknown | single family | unknown | Unknown | unknown | unknown | unknown | No | Non-Lead | Tier 5 | No | No | No | checked in pit
KS2004510 | 533021201 | 212 DEARBORN ST | cip | copper | Unknown | copper | unknown | 3/4" | unknown | copper | 3/4" | unknown | single family | unknown | Unknown | unknown | unknown | unknown | No | Non-Lead | Tier 5 | No | No | No | checked in pit
KS2004510 | 533021601 | 216 DEARBORN ST | cip | copper | Unknown | copper | unknown | 3/4" | unknown | copper | 3/4" | unknown | single family | unknown | Unknown | unknown | unknown | unknown | No | Non-Lead | Tier 5 | No | No | No | checked in pit
KS2004510 | 533022003 | 220 DEARBORN ST | cip | copper | Unknown | copper | unknown | 3/4" | unknown | copper | 3/4" | unknown | single family | unknown | Unknown | unknown | unknown | unknown | No | Non-Lead | Tier 5 | No | No | No | checked in pit
KS2004510 | 533022107 | 221 DEARBORN ST | cip | copper | Unknown | copper | unknown | 3/4" | unknown | copper | 3/4" | unknown | single family | unknown | Unknown | unknown | unknown | unknown | No | Non-Lead | Tier 5 | No | No | No | checked in pit
KS2004510 | 533022204 | 222 DEARBORN ST | cip | copper | Unknown | copper | unknown | 3/4" | unknown | pvc | 3/4" | unknown | single family | unknown | Unknown | unknown | unknown | unknown | No | Non-Lead | Tier 5 | No | No | No | checked in pit
KS2004510 | 533022500 | 225 DEARBORN ST | cip | copper | Unknown | copper | unknown | 3/4" | unknown | copper | 3/4" | unknown | single family | unknown | Unknown | unknown | unknown | unknown | No | Non-Lead | Tier 5 | No | No | No | checked in pit
KS2004510 | 533023205 | 232 DEARBORN ST | cip | copper | Unknown | copper | unknown | 3/4" | unknown | copper | 3/4" | unknown | single family | unknown | Unknown | unknown | unknown | unknown | No | Non-Lead | Tier 5 | No | No | No | checked in pit
KS2004510 | 533030400 | 304 DEARBORN ST | pvc | copper | Unknown | copper | unknown | 3/4" | unknown | copper | 3/4" | unknown | single family | unknown | Unknown | unknown | unknown | unknown | No | Non-Lead | Tier 5 | No | No | No | checked in pit
KS2004510 | 533030901 | 309 DEARBORN ST | pvc | copper | Unknown | copper | unknown | 3/4" | unknown | pex | 3/4" | unknown | single family | unknown | Unknown | unknown | unknown | unknown | No | Non-Lead | Tier 5 | No | No | No | checked in pit
KS2004510 | 533031609 | 316 DEARBORN ST | pvc | copper | Unknown | pex | unknown | 3/4" | unknown | copper | 3/4" | unknown | single family | unknown | Unknown | unknown | unknown | unknown | No | Non-Lead | Tier 5 | No | No | No | checked in pit
KS2004510 | 533031703 | 317 DEARBORN ST | pvc | copper | Unknown | copper | unknown | 3/4" | unknown | pex | 3/4" | unknown | single family | unknown | Unknown | unknown | unknown | unknown | No | Non-Lead | Tier 5 | No | No | No | checked in pit
KS2004510 | 533032000 | 320 DEARBORN ST | PVC | copper | Unknown | pex | unknown | 3/4" | unknown | copper | 3/4" | unknown | single family | unknown | Unknown | unknown | unknown | unknown | No | Non-Lead | Tier 5 | No | No | No | checked in pit
KS2004510 | 533032102 | 321 DEARBORN ST | PVC | copper | Unknown | pex | unknown | 3/4" | unknown | pex | 3/4" | unknown | single family | unknown | Unknown | unknown | unknown | unknown | No | Non-Lead | Tier 5 | No | No | No | checked in pit
KS2004510 | 533032416 | 324 DEARBORN ST | PVC | copper | Unknown | pex | unknown | 3/4" | unknown | copper | 3/4" | unknown | single family | unknown | Unknown | unknown | unknown | unknown | No | Non-Lead | Tier 5 | No | No | No | checked in pit
KS2004510 | 533033004 | 330 DEARBORN ST | PVC | copper | Unknown | copper | unknown | 3/4" | unknown | copper | 3/4" | unknown | single family | unknown | Unknown | unknown | unknown | unknown | No | Non-Lead | Tier 5 | No | No | No | checked in pit
KS2004510 | 533050300 | 503 DEARBORN ST | PVC | copper | Unknown | pex | unknown | 3/4" | unknown | copper | 3/4" | unknown | single family | unknown | Unknown | unknown | unknown | unknown | No | Non-Lead | Tier 5 | No | No | No | checked in pit
KS2004510 | 534020704 | 207 ELM ST | PVC | copper | Unknown | pex | unknown | 3/4" | unknown | pex | 3/4" | unknown | single family | unknown | Unknown | unknown | unknown | unknown | No | Non-Lead | Tier 5 | No | No | No | checked in pit
KS2004510 | 534022114 | 221 ELM ST | PVC | copper | Unknown | pex | unknown | 3/4" | unknown | copper | 3/4" | unknown | single family | unknown | Unknown | unknown | unknown | unknown | No | Non-Lead | Tier 5 | No | No | No | checked in pit
KS2004510 | 534022318 | 223 ELM ST | PVC | copper | Unknown | copper | unknown | 3/4" | unknown | copper | 3/4" | unknown | single family | unknown | Unknown | unknown | unknown | unknown | No | Non-Lead | Tier 5 | No | No | No | checked in pit
KS2004510 | 534022400 | 224 ELM ST | PVC | copper | Unknown | copper | unknown | 3/4" | unknown | copper | 3/4" | unknown | single family | unknown | Unknown | unknown | unknown | unknown | No | Non-Lead | Tier 5 | No | No | No | checked in pit
KS2004510 | 534022704 | 227 ELM ST | PVC | copper | Unknown | pex | unknown | 3/4" | unknown | copper | 3/4" | unknown | single family | unknown | Unknown | unknown | unknown | unknown | No | Non-Lead | Tier 5 | No | No | No | checked in pit
KS2004510 | 534022801 | 228 ELM ST | PVC | copper | Unknown | copper | unknown | 3/4" | unknown | copper | 3/4" | unknown | single family | unknown | Unknown | unknown | unknown | unknown | No | Non-Lead | Tier 5 | No | No | No | checked in pit
KS2004510 | 534022909 | 229 ELM ST | PVC | copper | Unknown | pex | unknown | 3/4" | unknown | copper | 3/4" | unknown | single family | unknown | Unknown | unknown | unknown | unknown | No | Non-Lead | Tier 5 | No | No | No | checked in pit
KS2004510 | 534023000 | 230 ELM ST | PVC | copper | Unknown | copper | unknown | 3/4" | unknown | copper | 3/4" | unknown | single family | unknown | Unknown | unknown | unknown | unknown | No | Non-Lead | Tier 5 | No | No | No | checked in pit
KS2004510 | 534023203 | 232 ELM ST | PVC | copper | Unknown | copper | unknown | 3/4" | unknown | copper | 3/4" | unknown | other | unknown | Unknown | unknown | unknown | unknown | No | Non-Lead | Tier 5 | No | No | No | checked in pit
KS2004510 | 534023203 | 232 ELM ST | PVC | copper | Unknown | copper | unknown | 2" | unknown | copper | 2" | unknown | other | unknown | Unknown | unknown | unknown | unknown | No | Non-Lead | Tier 5 | No | No | No | checked in pit
KS2004510 | 534023309 | 233 ELM ST | PVC | copper | Unknown | pex | unknown | 3/4" | unknown | copper | 3/4" | unknown | single family | unknown | Unknown | unknown | unknown | unknown | No | Non-Lead | Tier 5 | No | No | No | checked in pit
KS2004510 | 534023511 | 235 ELM ST | PVC | copper | Unknown | pex | unknown | 3/4" | unknown | copper | 3/4" | unknown | single family | unknown | Unknown | unknown | unknown | unknown | No | Non-Lead | Tier 5 | No | No | No | checked in pit
KS2004510 | 534023905 | 510 3RD ST | PVC | copper | Unknown | copper | unknown | 3/4" | unknown | copper | 3/4" | unknown | single family | unknown | Unknown | unknown | unknown | unknown | No | Non-Lead | Tier 5 | No | No | No | checked in pit
KS2004510 | 534031201 | 312 ELM ST | PVC | copper | Unknown | pex | unknown | 3/4" | unknown | Other Non Lead | 3/4" | unknown | single family | unknown | Unknown | unknown | unknown | unknown | No | Non-Lead | Tier 5 | No | No | No | checked in pit
KS2004510 | 534031513 | 315 ELM ST | PVC | copper | Unknown | copper | unknown | 3/4" | unknown | copper | 3/4" | unknown | single family | unknown | Unknown | unknown | unknown | unknown | No | Non-Lead | Tier 5 | No | No | No | checked in pit
KS2004510 | 534031604 | 316 ELM ST | PVC | copper | Unknown | pex | unknown | 3/4" | unknown | copper | 3/4" | unknown | single family | unknown | Unknown | unknown | unknown | unknown | No | Non-Lead | Tier 5 | No | No | No | checked in pit
KS2004510 | 534031728 | 317 ELM ST | PVC | copper | Unknown | copper | unknown | 3/4" | unknown | copper | 3/4" | unknown | single family | unknown | Unknown | unknown | unknown | unknown | No | Non-Lead | Tier 5 | No | No | No | checked in pit
KS2004510 | 534031801 | 318 ELM ST | PVC | copper | Unknown | pex | unknown | 3/4" | unknown | copper | 3/4" | unknown | single family | unknown | Unknown | unknown | unknown | unknown | No | Non-Lead | Tier 5 | No | No | No | checked in pit
KS2004510 | 534031922 | 319 ELM ST | PVC | copper | Unknown | copper | unknown | 3/4" | unknown | copper | 3/4" | unknown | single family | unknown | Unknown | unknown | unknown | unknown | No | Non-Lead | Tier 5 | No | No | No | checked in pit
KS2004510 | 534033702 | 337 ELM ST | PVC | copper | Unknown | pex | unknown | 3/4" | unknown | copper | 3/4" | unknown | single family | unknown | Unknown | unknown | unknown | unknown | No | Non-Lead | Tier 5 | No | No | No | checked in pit
KS2004510 | 534040227 | 402 ELM ST | PVC | copper | Unknown | copper | unknown | 3/4" | unknown | copper | 3/4" | unknown | single family | unknown | Unknown | unknown | unknown | unknown | No | Non-Lead | Tier 5 | No | No | No | checked in pit
KS2004510 | 535030210 | 302 FREMONT ST | PVC | copper | Unknown | pex | unknown | 3/4" | unknown | pex | 3/4" | unknown | single family | unknown | Unknown | unknown | unknown | unknown | No | Non-Lead | Tier 5 | No | No | No | checked in pit
KS2004510 | 535030619 | 306 FREMONT ST | PVC | copper | Unknown | pex | unknown | 3/4" | unknown | pex | 3/4" | unknown | single family | unknown | Unknown | unknown | unknown | unknown | No | Non-Lead | Tier 5 | No | No | No | checked in pit
KS2004510 | 535030814 | 308 FREMONT ST | PVC | copper | Unknown | pex | unknown | 3/4" | unknown | pex | 3/4" | unknown | single family | unknown | Unknown | unknown | unknown | unknown | No | Non-Lead | Tier 5 | No | No | No | checked in pit
KS2004510 | 535031005 | 310 FREMONT ST | PVC | copper | Unknown | pex | unknown | 3/4" | unknown | pex | 3/4" | unknown | single family | unknown | Unknown | unknown | unknown | unknown | No | Non-Lead | Tier 5 | No | No | No | checked in pit
KS2004510 | 535031413 | 314 FREMONT ST | PVC | copper | Unknown | pex | unknown | 3/4" | unknown | pex | 3/4" | unknown | single family | unknown | Unknown | unknown | unknown | unknown | No | Non-Lead | Tier 5 | No | No | No | checked in pit
KS2004510 | 535031616 | 316 FREMONT ST | PVC | copper | Unknown | pex | unknown | 3/4" | unknown | pex | 3/4" | unknown | single family | unknown | Unknown | unknown | unknown | unknown | No | Non-Lead | Tier 5 | No | No | No | checked in pit
KS2004510 | 535031701 | 317 FREMONT ST | PVC | copper | Unknown | pex | unknown | 1" | unknown | pex | 1" | unknown | other | unknown | Unknown | unknown | unknown | unknown | No | Non-Lead | Tier 5 | No | No | No | checked in pit
KS2004510 | 535031701 | 317 FREMONT ST | PVC | copper | Unknown | copper | unknown | 2" | unknown | copper | 2" | unknown | other | unknown | Unknown | unknown | unknown | unknown | No | Non-Lead | Tier 5 | No | No | No | checked in pit
KS2004510 | 535033002 | 330 FREMONT ST | PVC | copper | Unknown | pex | unknown | 3/4" | unknown | copper | 3/4" | unknown | single family | unknown | Unknown | unknown | unknown | unknown | No | Non-Lead | Tier 5 | No | No | No | checked in pit
KS2004510 | 535033900 | 339 FREMONT ST | PVC | copper | Unknown | Galvanized Steel | unknown | 3/4" | unknown | pex | 3/4" | unknown | single family | unknown | Unknown | unknown | unknown | unknown | No | GRR | Tier 3 | Yes | Yes | Yes | checked in pit
KS2004510 | 535034001 | 340 FREMONT ST | PVC | copper | Unknown | pex | unknown | 3/4" | unknown | pex | 3/4" | unknown | single family | unknown | Unknown | unknown | unknown | unknown | No | Non-Lead | Tier 5 | No | No | No | checked in pit
KS2004510 | 535040203 | 402 FREMONT ST | PVC | copper | Unknown | copper | unknown | 3/4" | unknown | copper | 3/4" | unknown | single family | unknown | Unknown | unknown | unknown | unknown | No | Non-Lead | Tier 5 | No | No | No | checked in pit
KS2004510 | 536030302 | 303 GROVE ST | PVC | copper | Unknown | pex | unknown | 3/4" | unknown | copper | 3/4" | unknown | single family | unknown | Unknown | unknown | unknown | unknown | No | Non-Lead | Tier 5 | No | No | No | checked in pit
KS2004510 | 536050403 | 504 GROVE ST | dip | copper | Unknown | pex | unknown | 3/4" | unknown | copper | 3/4" | unknown | single family | unknown | Unknown | unknown | unknown | unknown | No | Non-Lead | Tier 5 | No | No | No | checked in pit
KS2004510 | 536050800 | 508 GROVE ST | dip | copper | Unknown | pex | unknown | 3/4" | unknown | copper | 3/4" | unknown | single family | unknown | Unknown | unknown | unknown | unknown | No | Non-Lead | Tier 5 | No | No | No | checked in pit
KS2004510 | 537022001 | 220 HIGH ST | cip | copper | Unknown | copper | unknown | 3/4" | unknown | copper | 3/4" | unknown | single family | unknown | Unknown | unknown | unknown | unknown | No | Non-Lead | Tier 5 | No | No | No | checked in pit
KS2004510 | 537030801 | 308 HIGH ST | cip | copper | Unknown | copper | unknown | 3/4" | unknown | copper | 3/4" | unknown | single family | unknown | Unknown | unknown | unknown | unknown | No | Non-Lead | Tier 5 | No | No | No | checked in pit
KS2004510 | 537031210 | 312 HIGH ST | cip | copper | Unknown | pex | unknown | 3/4" | unknown | copper | 3/4" | unknown | single family | unknown | Unknown | unknown | unknown | unknown | No | Non-Lead | Tier 5 | No | No | No | checked in pit
KS2004510 | 537031600 | 316 HIGH ST | cip | copper | Unknown | copper | unknown | 3/4" | unknown | pvc | 1" | unknown | single family | unknown | Unknown | unknown | unknown | unknown | No | Non-Lead | Tier 5 | No | No | No | checked in pit
KS2004510 | 537032200 | 322 HIGH ST | cip | copper | Unknown | copper | unknown | 3/4" | unknown | copper | 3/4" | unknown | single family | unknown | Unknown | unknown | unknown | unknown | No | Non-Lead | Tier 5 | No | No | No | checked in pit
KS2004510 | 537033203 | 332 HIGH ST | cip | copper | Unknown | copper | unknown | 3/4" | unknown | pvc | 3/4" | unknown | single family | unknown | Unknown | unknown | unknown | unknown | No | Non-Lead | Tier 5 | No | No | No | checked in pit
KS2004510 | 537050601 | 506 HIGH ST | cip | copper | Unknown | pex | unknown | 3/4" | unknown | copper | 3/4" | unknown | single family | unknown | Unknown | unknown | unknown | unknown | No | Non-Lead | Tier 5 | No | No | No | checked in pit
KS2004510 | 556021907 | 215 HIGHWAY 56 | PVC | copper | Unknown | pex | unknown | 1" | unknown | pex | 1" | unknown | single family | unknown | Unknown | unknown | unknown | unknown | No | Non-Lead | Tier 5 | No | No | No | checked in pit
KS2004510 | 601010100 | 101 1ST ST | PVC | copper | Unknown | pex | unknown | 1" | unknown | pex | 1" | unknown | single family | unknown | Unknown | unknown | unknown | unknown | No | Non-Lead | Tier 5 | No | No | No | checked in pit
KS2004510 | 601010302 | 103 1ST ST | PVC | copper | Unknown | pex | unknown | 1" | unknown | pex | 1" | unknown | single family | unknown | Unknown | unknown | unknown | unknown | No | Non-Lead | Tier 5 | No | No | No | checked in pit
KS2004510 | 601010401 | 1769 N 300TH RD | PVC | copper | Unknown | pex | unknown | 1" | unknown | pex | 1" | unknown | single family | unknown | Unknown | unknown | unknown | unknown | No | Non-Lead | Tier 5 | No | No | No | checked in pit
KS2004510 | 601010503 | 105 1ST ST | PVC | copper | Unknown | pex | unknown | 1" | unknown | pex | 1" | unknown | single family | unknown | Unknown | unknown | unknown | unknown | No | Non-Lead | Tier 5 | No | No | No | checked in pit
KS2004510 | 601010702 | 107 1ST ST | PVC | copper | Unknown | pex | unknown | 1" | unknown | pex | 1" | unknown | single family | unknown | Unknown | unknown | unknown | unknown | No | Non-Lead | Tier 5 | No | No | No | checked in pit
KS2004510 | 601010905 | 109 1ST ST | PVC | copper | Unknown | pex | unknown | 1" | unknown | pex | 1" | unknown | single family | unknown | Unknown | unknown | unknown | unknown | No | Non-Lead | Tier 5 | No | No | No | checked in pit
KS2004510 | 601011105 | 111 1ST ST | PVC | copper | Unknown | pex | unknown | 1" | unknown | pex | 1" | unknown | single family | unknown | Unknown | unknown | unknown | unknown | No | Non-Lead | Tier 5 | No | No | No | checked in pit
KS2004510 | 601011302 | 113 1ST ST | PVC | copper | Unknown | pex | unknown | 1" | unknown | pex | 1" | unknown | single family | unknown | Unknown | unknown | unknown | unknown | No | Non-Lead | Tier 5 | No | No | No | checked in pit
KS2004510 | 601011501 | 115 1ST ST | PVC | copper | Unknown | pex | unknown | 1" | unknown | pex | 1" | unknown | single family | unknown | Unknown | unknown | unknown | unknown | No | Non-Lead | Tier 5 | No | No | No | checked in pit
KS2004510 | 601011704 | 117 1ST ST | PVC | copper | Unknown | pex | unknown | 1" | unknown | pex | 1" | unknown | single family | unknown | Unknown | unknown | unknown | unknown | No | Non-Lead | Tier 5 | No | No | No | checked in pit
KS2004510 | 601011901 | 119 1ST ST | PVC | copper | Unknown | pex | unknown | 1" | unknown | pex | 1" | unknown | single family | unknown | Unknown | unknown | unknown | unknown | No | Non-Lead | Tier 5 | No | No | No | checked in pit
KS2004510 | 601012102 | 121 1ST ST | PVC | copper | Unknown | pex | unknown | 1" | unknown | pex | 1" | unknown | single family | unknown | Unknown | unknown | unknown | unknown | No | Non-Lead | Tier 5 | No | No | No | checked in pit
KS2004510 | 601012303 | 123 1ST ST | PVC | copper | Unknown | pex | unknown | 1" | unknown | pex | 1" | unknown | single family | unknown | Unknown | unknown | unknown | unknown | No | Non-Lead | Tier 5 | No | No | No | checked in pit
KS2004510 | 601012503 | 125 1ST ST | PVC | copper | Unknown | pex | unknown | 1" | unknown | pex | 1" | unknown | single family | unknown | Unknown | unknown | unknown | unknown | No | Non-Lead | Tier 5 | No | No | No | checked in pit
KS2004510 | 601012703 | 127 1ST ST | PVC | copper | Unknown | pex | unknown | 1" | unknown | pex | 1" | unknown | single family | unknown | Unknown | unknown | unknown | unknown | No | Non-Lead | Tier 5 | No | No | No | checked in pit
KS2004510 | 601012904 | 129 1ST ST | PVC | copper | Unknown | pex | unknown | 1" | unknown | pex | 1" | unknown | single family | unknown | Unknown | unknown | unknown | unknown | No | Non-Lead | Tier 5 | No | No | No | checked in pit
KS2004510 | 601013103 | 131 1ST ST | PVC | copper | Unknown | pex | unknown | 1" | unknown | pex | 1" | unknown | single family | unknown | Unknown | unknown | unknown | unknown | No | Non-Lead | Tier 5 | No | No | No | checked in pit
KS2004510 | 601013305 | 133 1ST ST | PVC | copper | Unknown | pex | unknown | 1" | unknown | pex | 1" | unknown | single family | unknown | Unknown | unknown | unknown | unknown | No | Non-Lead | Tier 5 | No | No | No | checked in pit
KS2004510 | 601013502 | 135 1ST ST | PVC | copper | Unknown | pex | unknown | 1" | unknown | pex | 1" | unknown | single family | unknown | Unknown | unknown | unknown | unknown | No | Non-Lead | Tier 5 | No | No | No | checked in pit
KS2004510 | 601020307 | 203 1ST ST | PVC | copper | Unknown | pex | unknown | 2" | unknown | copper | 2" | unknown | other | unknown | Unknown | unknown | unknown | unknown | No | Non-Lead | Tier 5 | No | No | No | checked in pit
KS2004510 | 601030300 | 303 1ST ST | PVC | copper | Unknown | copper | unknown | 3/4" | unknown | copper | 3/4" | unknown | single family | unknown | Unknown | unknown | unknown | unknown | No | Non-Lead | Tier 5 | No | No | No | checked in pit
KS2004510 | 601030801 | 308 1ST ST | PVC | copper | Unknown | pex | unknown | 3/4" | unknown | pvc | 3/4" | unknown | single family | unknown | Unknown | unknown | unknown | unknown | No | Non-Lead | Tier 5 | No | No | No | checked in pit
KS2004510 | 601040203 | 402 1ST ST | PVC | copper | Unknown | pex | unknown | 3/4" | unknown | pvc | 3/4" | unknown | single family | unknown | Unknown | unknown | unknown | unknown | No | Non-Lead | Tier 5 | No | No | No | checked in pit
KS2004510 | 601041202 | 412 1ST ST | PVC | copper | Unknown | copper | unknown | 3/4" | unknown | copper | 3/4" | unknown | single family | unknown | Unknown | unknown | unknown | unknown | No | Non-Lead | Tier 5 | No | No | No | checked in pit
KS2004510 | 601041905 | 419 1ST ST | PVC | copper | Unknown | pex | unknown | 3/4" | unknown | pvc | 1" | unknown | single family | unknown | Unknown | unknown | unknown | unknown | No | Non-Lead | Tier 5 | No | No | No | checked in pit
KS2004510 | 601050903 | 509 1ST ST | PVC | copper | Unknown | pex | unknown | 3/4" | unknown | pex | 3/4" | unknown | single family | unknown | Unknown | unknown | unknown | unknown | No | Non-Lead | Tier 5 | No | No | No | checked in pit
KS2004510 | 601051802 | 518 1ST ST | PVC | copper | Unknown | pex | unknown | 3/4" | unknown | copper | 3/4" | unknown | single family | unknown | Unknown | unknown | unknown | unknown | No | Non-Lead | Tier 5 | No | No | No | checked in pit
KS2004510 | 601061410 | 614 1ST ST | PVC | copper | Unknown | pvc | unknown | 1" | unknown | pvc | 3/4" | unknown | single family | unknown | Unknown | unknown | unknown | unknown | No | Non-Lead | Tier 5 | No | No | No | checked in pit
KS2004510 | 601061612 | 616 1ST ST | PVC | copper | Unknown | copper | unknown | 3/4" | unknown | copper | 3/4" | unknown | single family | unknown | Unknown | unknown | unknown | unknown | No | Non-Lead | Tier 5 | No | No | No | checked in pit
KS2004510 | 601061810 | 618 1ST ST | PVC | copper | Unknown | copper | unknown | 3/4" | unknown | copper | 3/4" | unknown | single family | unknown | Unknown | unknown | unknown | unknown | No | Non-Lead | Tier 5 | No | No | No | checked in pit
KS2004510 | 601062400 | 624 2ND ST | PVC | copper | Unknown | copper | unknown | 3/4" | unknown | copper | 3/4" | unknown | single family | unknown | Unknown | unknown | unknown | unknown | No | Non-Lead | Tier 5 | No | No | No | checked in pit
KS2004510 | 601070200 | 702 1ST ST | PVC | copper | Unknown | copper | unknown | 3/4" | unknown | copper | 3/4" | unknown | single family | unknown | Unknown | unknown | unknown | unknown | No | Non-Lead | Tier 5 | No | No | No | checked in pit
KS2004510 | 601072000 | 720 1ST ST | PVC | copper | Unknown | copper | unknown | 3/4" | unknown | copper | 3/4" | unknown | single family | unknown | Unknown | unknown | unknown | unknown | No | Non-Lead | Tier 5 | No | No | No | checked in pit
KS2004510 | 601072500 | 600 2ND ST | PVC | copper | Unknown | copper | unknown | 2" | unknown | copper | 2" | unknown | other | unknown | Unknown | unknown | unknown | unknown | No | Non-Lead | Tier 5 | No | No | No | checked in pit
KS2004510 | 601072500 | 600 2ND ST | PVC | copper | Unknown | copper | unknown | 2" | unknown | copper | 2" | unknown | other | unknown | Unknown | unknown | unknown | unknown | No | Non-Lead | Tier 5 | No | No | No | checked in pit
KS2004510 | 602010700 | 107 2ND ST | PVC | copper | Unknown | copper | unknown | 3/4" | unknown | copper | 3/4" | unknown | single family | unknown | Unknown | unknown | unknown | unknown | No | Non-Lead | Tier 5 | No | No | No | checked in pit
KS2004510 | 602072500 | 725 2ND ST | cip | copper | Unknown | pex | unknown | 1" | unknown | pvc | 1 1/4" | unknown | other | unknown | Unknown | unknown | unknown | unknown | No | Non-Lead | Tier 5 | No | No | No | checked in pit
KS2004510 | 630010114 | 101 AMES ST | PVC | copper | Unknown | copper | unknown | 3/4" | unknown | copper | 3/4" | unknown | single family | unknown | Unknown | unknown | unknown | unknown | No | Non-Lead | Tier 5 | No | No | No | checked in pit
KS2004510 | 630010320 | 103 AMES ST | PVC | copper | Unknown | copper | unknown | 3/4" | unknown | copper | 3/4" | unknown | single family | unknown | Unknown | unknown | unknown | unknown | No | Non-Lead | Tier 5 | No | No | No | checked in pit
KS2004510 | 630010519 | 105 AMES ST | PVC | copper | Unknown | copper | unknown | 3/4" | unknown | copper | 3/4" | unknown | single family | unknown | Unknown | unknown | unknown | unknown | No | Non-Lead | Tier 5 | No | No | No | checked in pit
KS2004510 | 630010714 | 107 AMES ST | PVC | copper | Unknown | copper | unknown | 3/4" | unknown | copper | 3/4" | unknown | single family | unknown | Unknown | unknown | unknown | unknown | No | Non-Lead | Tier 5 | No | No | No | checked in pit
KS2004510 | 630010920 | 109 AMES ST | PVC | copper | Unknown | copper | unknown | 3/4" | unknown | copper | 3/4" | unknown | single family | unknown | Unknown | unknown | unknown | unknown | No | Non-Lead | Tier 5 | No | No | No | checked in pit
KS2004510 | 630011117 | 111 AMES ST | PVC | copper | Unknown | copper | unknown | 3/4" | unknown | copper | 3/4" | unknown | single family | unknown | Unknown | unknown | unknown | unknown | No | Non-Lead | Tier 5 | No | No | No | checked in pit
KS2004510 | 630011324 | 113 AMES ST | PVC | copper | Unknown | copper | unknown | 3/4" | unknown | copper | 3/4" | unknown | single family | unknown | Unknown | unknown | unknown | unknown | No | Non-Lead | Tier 5 | No | No | No | checked in pit
KS2004510 | 630011518 | 115 AMES ST | PVC | copper | Unknown | copper | unknown | 3/4" | unknown | copper | 3/4" | unknown | single family | unknown | Unknown | unknown | unknown | unknown | No | Non-Lead | Tier 5 | No | No | No | checked in pit
KS2004510 | 630011713 | 117 AMES ST | PVC | copper | Unknown | copper | unknown | 3/4" | unknown | copper | 3/4" | unknown | single family | unknown | Unknown | unknown | unknown | unknown | No | Non-Lead | Tier 5 | No | No | No | checked in pit
KS2004510 | 630011800 | 118 AMES ST | PVC | copper | Unknown | copper | unknown | 3/4" | unknown | copper | 3/4" | unknown | single family | unknown | Unknown | unknown | unknown | unknown | No | Non-Lead | Tier 5 | No | No | No | checked in pit
KS2004510 | 630011900 | 119 AMES ST | PVC | copper | Unknown | copper | unknown | 3/4" | unknown | copper | 3/4" | unknown | single family | unknown | Unknown | unknown | unknown | unknown | No | Non-Lead | Tier 5 | No | No | No | checked in pit
KS2004510 | 630012001 | 120 AMES ST | PVC | copper | Unknown | copper | unknown | 3/4" | unknown | copper | 3/4" | unknown | single family | unknown | Unknown | unknown | unknown | unknown | No | Non-Lead | Tier 5 | No | No | No | checked in pit
KS2004510 | 630012126 | 121 AMES ST | PVC | copper | Unknown | copper | unknown | 3/4" | unknown | copper | 3/4" | unknown | single family | unknown | Unknown | unknown | unknown | unknown | No | Non-Lead | Tier 5 | No | No | No | checked in pit
KS2004510 | 630012324 | 123 AMES ST | PVC | copper | Unknown | copper | unknown | 3/4" | unknown | copper | 3/4" | unknown | single family | unknown | Unknown | unknown | unknown | unknown | No | Non-Lead | Tier 5 | No | No | No | checked in pit
KS2004510 | 630012516 | 125 AMES ST | PVC | copper | Unknown | copper | unknown | 3/4" | unknown | copper | 3/4" | unknown | single family | unknown | Unknown | unknown | unknown | unknown | No | Non-Lead | Tier 5 | No | No | No | checked in pit
KS2004510 | 630012711 | 127 AMES ST | PVC | copper | Unknown | copper | unknown | 3/4" | unknown | copper | 3/4" | unknown | single family | unknown | Unknown | unknown | unknown | unknown | No | Non-Lead | Tier 5 | No | No | No | checked in pit
KS2004510 | 630012900 | 129 AMES ST | PVC | copper | Unknown | copper | unknown | 3/4" | unknown | copper | 3/4" | unknown | single family | unknown | Unknown | unknown | unknown | unknown | No | Non-Lead | Tier 5 | No | No | No | checked in pit
KS2004510 | 630013010 | 130 AMES ST | PVC | copper | Unknown | copper | unknown | 3/4" | unknown | copper | 3/4" | unknown | single family | unknown | Unknown | unknown | unknown | unknown | No | Non-Lead | Tier 5 | No | No | No | checked in pit
KS2004510 | 630013114 | 131 AMES ST | PVC | copper | Unknown | copper | unknown | 3/4" | unknown | copper | 3/4" | unknown | single family | unknown | Unknown | unknown | unknown | unknown | No | Non-Lead | Tier 5 | No | No | No | checked in pit
KS2004510 | 630020403 | 204 AMES ST | PVC | copper | Unknown | copper | unknown | 3/4" | unknown | copper | 3/4" | unknown | single family | unknown | Unknown | unknown | unknown | unknown | No | Non-Lead | Tier 5 | No | No | No | checked in pit
KS2004510 | 633010401 | 104 DEARBORN ST | PVC | copper | Unknown | pex | unknown | 3/4" | unknown | PVC | 3/4" | unknown | single family | unknown | Unknown | unknown | unknown | unknown | No | Non-Lead | Tier 5 | No | No | No | checked in pit
KS2004510 | 633010501 | 105 DEARBORN ST | PVC | copper | Unknown | pex | unknown | 3/4" | unknown | copper | 3/4" | unknown | single family | unknown | Unknown | unknown | unknown | unknown | No | Non-Lead | Tier 5 | No | No | No | checked in pit
KS2004510 | 633010602 | 106 DEARBORN ST | PVC | copper | Unknown | PEX | unknown | 3/4" | unknown | copper | 3/4" | unknown | single family | unknown | Unknown | unknown | unknown | unknown | No | Non-Lead | Tier 5 | No | No | No | checked in pit
KS2004510 | 633010701 | 107 DEARBORN ST | PVC | copper | Unknown | pex | unknown | 3/4" | unknown | copper | 3/4" | unknown | single family | unknown | Unknown | unknown | unknown | unknown | No | Non-Lead | Tier 5 | No | No | No | checked in pit
KS2004510 | 633010800 | 108 DEARBORN ST | PVC | copper | Unknown | PEX | unknown | 3/4" | unknown | copper | 3/4" | unknown | single family | unknown | Unknown | unknown | unknown | unknown | No | Non-Lead | Tier 5 | No | No | No | checked in pit
KS2004510 | 633010907 | 109 DEARBORN ST | PVC | copper | Unknown | pex | unknown | 3/4" | unknown | copper | 3/4" | unknown | single family | unknown | Unknown | unknown | unknown | unknown | No | Non-Lead | Tier 5 | No | No | No | checked in pit
KS2004510 | 633011215 | 112 DEARBORN ST | PVC | copper | Unknown | pex | unknown | 3/4" | unknown | copper | 3/4" | unknown | single family | unknown | Unknown | unknown | unknown | unknown | No | Non-Lead | Tier 5 | No | No | No | checked in pit
KS2004510 | 633011306 | 113 DEARBORN ST | PVC | copper | Unknown | pex | unknown | 3/4" | unknown | copper | 3/4" | unknown | single family | unknown | Unknown | unknown | unknown | unknown | No | Non-Lead | Tier 5 | No | No | No | checked in pit
KS2004510 | 634010302 | 103 ELM ST | cip | copper | Unknown | pex | unknown | 3/4" | unknown | copper | 3/4" | unknown | single family | unknown | Unknown | unknown | unknown | unknown | No | Non-Lead | Tier 5 | No | No | No | checked in pit
KS2004510 | 634010701 | 107 ELM ST | cip | copper | Unknown | pex | unknown | 3/4" | unknown | copper | 3/4" | unknown | single family | unknown | Unknown | unknown | unknown | unknown | No | Non-Lead | Tier 5 | No | No | No | checked in pit
KS2004510 | 634010805 | 108 ELM ST | PVC | copper | Unknown | pex | unknown | 3/4" | unknown | copper | 3/4" | unknown | single family | unknown | Unknown | unknown | unknown | unknown | No | Non-Lead | Tier 5 | No | No | No | checked in pit
KS2004510 | 634010902 | 109 ELM ST | cip | copper | Unknown | pex | unknown | 3/4" | unknown | pex | 3/4" | unknown | single family | unknown | Unknown | unknown | unknown | unknown | No | Non-Lead | Tier 5 | No | No | No | checked in pit
KS2004510 | 634011000 | 110 ELM ST | PVC | copper | Unknown | pex | unknown | 3/4" | unknown | copper | 3/4" | unknown | single family | unknown | Unknown | unknown | unknown | unknown | No | Non-Lead | Tier 5 | No | No | No | checked in pit
KS2004510 | 634011400 | 114 ELM ST | PVC | copper | Unknown | pex | unknown | 3/4" | unknown | copper | 3/4" | unknown | single family | unknown | Unknown | unknown | unknown | unknown | No | Non-Lead | Tier 5 | No | No | No | checked in pit
KS2004510 | 999999997 | 1109 3RD ST | PVC | copper | Unknown | pex | unknown | 3/4" | unknown | pex | 3/4" | unknown | single family | unknown | Unknown | unknown | unknown | unknown | No | Non-Lead | Tier 5 | No | No | No | checked in pit
KS2004510 | 806011700 | 117 E 1700TH RD | PVC | copper | Unknown | pex | unknown | 3/4" | unknown | pex | 3/4" | unknown | single family | unknown | Unknown | unknown | unknown | unknown | No | Non-Lead | Tier 5 | No | No | No | checked in pit
KS2004510 | 806011900 | 119 E 1700TH RD | PVC | copper | Unknown | copper | unknown | 3/4" | unknown | copper | 3/4" | unknown | single family | unknown | Unknown | unknown | unknown | unknown | No | Non-Lead | Tier 5 | No | No | No | checked in pit
KS2004510 | 806016800 | 168 E 1700TH RD | PVC | copper | Unknown | copper | unknown | 3/4" | unknown | pvc | 3/4" | unknown | single family | unknown | Unknown | unknown | unknown | unknown | No | Non-Lead | Tier 5 | No | No | No | checked in pit
KS2004510 | 806160101 | 1675 N 150TH RD | PVC | copper | Unknown | copper | unknown | 3/4" | unknown | copper | 3/4" | unknown | single family | unknown | Unknown | unknown | unknown | unknown | No | Non-Lead | Tier 5 | No | No | No | checked in pit
KS2004510 | 806160506 | 1695 N 145TH RD | PVC | copper | Unknown | pex | unknown | 3/4" | unknown | pex | 3/4" | unknown | single family | unknown | Unknown | unknown | unknown | unknown | No | Non-Lead | Tier 5 | No | No | No | checked in pit
KS2004510 | 844020402 | 204 ORANGE ST | PVC | copper | Unknown | copper | unknown | 3/4" | unknown | pvc | 1" | unknown | single family | unknown | Unknown | unknown | unknown | unknown | No | Non-Lead | Tier 5 | No | No | No | checked in pit
KS2004510 | 872166100 | 1661 N 150TH RD | PVC | copper | Unknown | copper | unknown | 1" | unknown | copper | 1" | unknown | single family | unknown | Unknown | unknown | unknown | unknown | No | Non-Lead | Tier 5 | No | No | No | checked in pit
KS2004510 | 872172104 | 1721 N 150TH RD | PVC | copper | Unknown | copper | unknown | 3/4" | unknown | copper | 3/4" | unknown | single family | unknown | Unknown | unknown | unknown | unknown | No | Non-Lead | Tier 5 | No | No | No | checked in pit
KS2004510 | 872176000 | 140 E 1700TH RD B | PVC | copper | Unknown | pex | unknown | 3/4" | unknown | pex | 3/4" | unknown | single family | unknown | Unknown | unknown | unknown | unknown | No | Non-Lead | Tier 5 | No | No | No | checked in pit
KS2004510 | 873188703 | 1887 N 200TH RD | PVC | copper | Unknown | copper | unknown | 3/4" | unknown | copper | 3/4" | unknown | single family | unknown | Unknown | unknown | unknown | unknown | No | Non-Lead | Tier 5 | No | No | No | checked in pit
KS2004510 | 873188901 | 1889 N 200TH RD | PVC | copper | Unknown | pex | unknown | 3/4" | unknown | pex | 3/4" | unknown | single family | unknown | Unknown | unknown | unknown | unknown | No | Non-Lead | Tier 5 | No | No | No | checked in pit
KS2004510 | 874002802 | 28 E 1800TH RD | pex | copper | Unknown | pex | unknown | 1" | unknown | pex | 1" | unknown | single family | unknown | Unknown | unknown | unknown | unknown | No | Non-Lead | Tier 5 | No | No | No | checked in pit
KS2004510 | 874004000 | 40 E 1800TH RD | pex | copper | Unknown | copper | unknown | 3/4" | unknown | copper | 3/4" | unknown | single family | unknown | Unknown | unknown | unknown | unknown | No | Non-Lead | Tier 5 | No | No | No | checked in pit
KS2004510 | 874010301 | 103 E 1800TH RD | pex | copper | Unknown | copper | unknown | 3/4" | unknown | pex | 1" | unknown | single family | unknown | Unknown | unknown | unknown | unknown | No | Non-Lead | Tier 5 | No | No | No | checked in pit
KS2004510 | 875186300 | 1863 N 100TH RD | cip | copper | Unknown | copper | unknown | 2" | unknown | copper | 2" | unknown | other | unknown | Unknown | unknown | unknown | unknown | No | Non-Lead | Tier 5 | No | No | No | checked in pit
KS2004510 | 878015302 | 151 E 1900TH RD | pvc | copper | Unknown | copper | unknown | 2" | unknown | copper | 2" | unknown | other | unknown | Unknown | unknown | unknown | unknown | No | Non-Lead | Tier 5 | No | No | No | checked in pit
KS2004510 | 105080318 | 803 5TH ST | cip | copper | Unknown | copper | unknown | 3/4" | unknown | copper | 3/4" | unknown | single family | unknown | Unknown | unknown | unknown | unknown | No | Non-Lead | Tier 5 | No | No | No | checked in pit
KS2004510 | 105080401 | 804 5TH ST | cip | copper | Unknown | copper | unknown | 3/4" | unknown | copper | 3/4" | unknown | single family | unknown | Unknown | unknown | unknown | unknown | No | Non-Lead | Tier 5 | No | No | No | checked in pit
KS2004510 | 105080515 | 805 5TH ST | cip | copper | Unknown | copper | unknown | 3/4" | unknown | copper | 1" | unknown | single family | unknown | Unknown | unknown | unknown | unknown | No | Non-Lead | Tier 5 | No | No | No | checked in pit
KS2004510 | 105080710 | 807 5TH ST | cip | copper | Unknown | copper | unknown | 1" | unknown | copper | 3/4" | unknown | single family | unknown | Unknown | unknown | unknown | unknown | No | Non-Lead | Tier 5 | No | No | No | checked in pit
KS2004510 | 106080800 | 808 6TH ST (WATER) | pvc | copper | Unknown | copper | unknown | 3/4" | unknown | copper | 3/4" | unknown | Multi-Family | unknown | Unknown | unknown | unknown | unknown | No | Non-Lead | Tier 5 | No | No | No | checked in pit
KS2004510 | 106081801 | 818 6TH ST | pvc | copper | Unknown | copper | unknown | 3/4" | unknown | copper | 3/4" | unknown | single family | unknown | Unknown | unknown | unknown | unknown | No | Non-Lead | Tier 5 | No | No | No | checked in pit
KS2004510 | 106082109 | 821 6TH ST | pvc | copper | Unknown | pex | unknown | 3/4" | unknown | pvc | 1" | unknown | single family | unknown | Unknown | unknown | unknown | unknown | No | Non-Lead | Tier 5 | No | No | No | checked in pit
KS2004510 | 106090220 | 902 6TH ST | PVC | copper | Unknown | pex | unknown | 3/4" | unknown | copper | 3/4" | unknown | single family | unknown | Unknown | unknown | unknown | unknown | No | Non-Lead | Tier 5 | No | No | No | checked in pit
KS2004510 | 106090418 | 904 6TH ST | PVC | copper | Unknown | pex | unknown | 3/4" | unknown | copper | 3/4" | unknown | single family | unknown | Unknown | unknown | unknown | unknown | No | Non-Lead | Tier 5 | No | No | No | checked in pit
KS2004510 | 106091204 | 912 6TH ST | PVC | copper | Unknown | pex | unknown | 3/4" | unknown | copper | 3/4" | unknown | single family | unknown | Unknown | unknown | unknown | unknown | No | Non-Lead | Tier 5 | No | No | No | checked in pit
KS2004510 | 106092000 | 920 6TH ST | PVC | copper | Unknown | pex | unknown | 3/4" | unknown | pex | 3/4" | unknown | single family | unknown | Unknown | unknown | unknown | unknown | No | Non-Lead | Tier 5 | No | No | No | checked in pit
KS2004510 | 106100303 | 1003 6TH ST | PVC | copper | Unknown | pex | unknown | 3/4" | unknown | pex | 3/4" | unknown | single family | unknown | Unknown | unknown | unknown | unknown | No | Non-Lead | Tier 5 | No | No | No | checked in pit
KS2004510 | 106100400 | 1004 6TH ST | PVC | copper | Unknown | copper | unknown | 3/4" | unknown | copper | 3/4" | unknown | single family | unknown | Unknown | unknown | unknown | unknown | No | Non-Lead | Tier 5 | No | No | No | checked in pit
KS2004510 | 106101310 | 1013 6TH ST | PVC | copper | Unknown | pex | unknown | 3/4" | unknown | copper | 3/4" | unknown | single family | unknown | Unknown | unknown | unknown | unknown | No | Non-Lead | Tier 5 | No | No | No | checked in pit
KS2004510 | 106101401 | 1014 6TH ST | PVC | copper | Unknown | pex | unknown | 3/4" | unknown | pex | 3/4" | unknown | single family | unknown | Unknown | unknown | unknown | unknown | No | Non-Lead | Tier 5 | No | No | No | checked in pit
KS2004510 | 106102000 | 1020 6TH ST | PVC | copper | Unknown | pex | unknown | 3/4" | unknown | pex | 3/4" | unknown | single family | unknown | Unknown | unknown | unknown | unknown | No | Non-Lead | Tier 5 | No | No | No | checked in pit
KS2004510 | 106812200 | 812 6TH ST (WATER) | PVC | copper | Unknown | copper | unknown | 3/4" | unknown | copper | 3/4" | unknown | Multi-Family | unknown | Unknown | unknown | unknown | unknown | No | Non-Lead | Tier 5 | No | No | No | checked in pit
KS2004510 | 107080000 | 800 7TH ST | PVC | copper | Unknown | pex | unknown | 3/4" | unknown | pex | 3/4" | unknown | single family | unknown | Unknown | unknown | unknown | unknown | No | Non-Lead | Tier 5 | No | No | No | checked in pit
KS2004510 | 107080903 | 809 7TH ST | PVC | copper | Unknown | copper | unknown | 3/4" | unknown | copper | 3/4" | unknown | single family | unknown | Unknown | unknown | unknown | unknown | No | Non-Lead | Tier 5 | No | No | No | checked in pit
KS2004510 | 107081902 | 819 7TH ST | PVC | copper | Unknown | copper | unknown | 3/4" | unknown | copper | 3/4" | unknown | single family | unknown | Unknown | unknown | unknown | unknown | No | Non-Lead | Tier 5 | No | No | No | checked in pit
KS2004510 | 107090109 | 901 7TH ST | PVC | copper | Unknown | pex | unknown | 3/4" | unknown | pex | 3/4" | unknown | single family | unknown | Unknown | unknown | unknown | unknown | No | Non-Lead | Tier 5 | No | No | No | checked in pit
KS2004510 | 107090302 | 903 7TH ST | PVC | copper | Unknown | copper | unknown | 3/4" | unknown | copper | 3/4" | unknown | single family | unknown | Unknown | unknown | unknown | unknown | No | Non-Lead | Tier 5 | No | No | No | checked in pit
KS2004510 | 107090614 | 906 7TH ST | PVC | copper | Unknown | copper | unknown | 3/4" | unknown | copper | 3/4" | unknown | single family | unknown | Unknown | unknown | unknown | unknown | No | Non-Lead | Tier 5 | No | No | No | checked in pit
KS2004510 | 107091205 | 912 7TH ST | PVC | copper | Unknown | pex | unknown | 3/4" | unknown | pvc | 1" | unknown | single family | unknown | Unknown | unknown | unknown | unknown | No | Non-Lead | Tier 5 | No | No | No | checked in pit
KS2004510 | 107091800 | 918 7TH ST | PVC | copper | Unknown | copper | unknown | 3/4" | unknown | copper | 3/4" | unknown | single family | unknown | Unknown | unknown | unknown | unknown | No | Non-Lead | Tier 5 | No | No | No | checked in pit
KS2004510 | 107101203 | 1012 7TH ST | PVC | copper | Unknown | copper | unknown | 3/4" | unknown | copper | 3/4" | unknown | single family | unknown | Unknown | unknown | unknown | unknown | No | Non-Lead | Tier 5 | No | No | No | checked in pit
KS2004510 | 107101307 | 1013 7TH ST | PVC | copper | Unknown | copper | unknown | 3/4" | unknown | pvc | 3/4" | unknown | single family | unknown | Unknown | unknown | unknown | unknown | No | Non-Lead | Tier 5 | No | No | No | checked in pit
KS2004510 | 107101900 | 1019 7TH ST | PVC | copper | Unknown | copper | unknown | 3/4" | unknown | copper | 3/4" | unknown | single family | unknown | Unknown | unknown | unknown | unknown | No | Non-Lead | Tier 5 | No | No | No | checked in pit
KS2004510 | 107102001 | 1020 7TH ST | PVC | copper | Unknown | copper | unknown | 3/4" | unknown | copper | 3/4" | unknown | single family | unknown | Unknown | unknown | unknown | unknown | No | Non-Lead | Tier 5 | No | No | No | checked in pit
KS2004510 | 107110700 | 1107 7TH ST | PVC | copper | Unknown | pex | unknown | 3/4" | unknown | pex | 3/4" | unknown | single family | unknown | Unknown | unknown | unknown | unknown | No | Non-Lead | Tier 5 | No | No | No | checked in pit
KS2004510 | 107110915 | 1109 7TH ST | PVC | copper | Unknown | pex | unknown | 3/4" | unknown | copper | 3/4" | unknown | single family | unknown | Unknown | unknown | unknown | unknown | No | Non-Lead | Tier 5 | No | No | No | checked in pit
KS2004510 | 107111000 | 1110 7TH ST | PVC | copper | Unknown | pex | unknown | 3/4" | unknown | pvc | 1" | unknown | single family | unknown | Unknown | unknown | unknown | unknown | No | Non-Lead | Tier 5 | No | No | No | checked in pit
KS2004510 | 107111101 | 1111 7TH ST | PVC | copper | Unknown | copper | unknown | 3/4" | unknown | copper | 3/4" | unknown | single family | unknown | Unknown | unknown | unknown | unknown | No | Non-Lead | Tier 5 | No | No | No | checked in pit
KS2004510 | 107111200 | 1112 7TH ST | PVC | copper | Unknown | pex | unknown | 3/4" | unknown | pex | 3/4" | unknown | single family | unknown | Unknown | unknown | unknown | unknown | No | Non-Lead | Tier 5 | No | No | No | checked in pit
KS2004510 | 107111504 | 1115 7TH ST | PVC | copper | Unknown | pex | unknown | 3/4" | unknown | pex | 3/4" | unknown | single family | unknown | Unknown | unknown | unknown | unknown | No | Non-Lead | Tier 5 | No | No | No | checked in pit
KS2004510 | 107111924 | 1119 7TH ST | PVC | copper | Unknown | copper | unknown | 3/4" | unknown | copper | 3/4" | unknown | single family | unknown | Unknown | unknown | unknown | unknown | No | Non-Lead | Tier 5 | No | No | No | checked in pit
KS2004510 | 107120201 | 1202 7TH ST | PVC | copper | Unknown | pex | unknown | 3/4" | unknown | pex | 3/4" | unknown | single family | unknown | Unknown | unknown | unknown | unknown | No | Non-Lead | Tier 5 | No | No | No | checked in pit
KS2004510 | 108080300 | 803 8TH ST | cip | copper | Unknown | pex | unknown | 1" | unknown | pex | 1" | unknown | other | unknown | Unknown | unknown | unknown | unknown | No | Non-Lead | Tier 5 | No | No | No | checked in pit
KS2004510 | 108080300 | 803 8TH ST | cip | copper | Unknown | pex | unknown | 1" | unknown | pex | 1" | unknown | other | unknown | Unknown | unknown | unknown | unknown | No | Non-Lead | Tier 5 | No | No | No | checked in pit
KS2004510 | 108081101 | 811 8TH ST | cip | copper | Unknown | pex | unknown | 3/4" | unknown | pex | 3/4" | unknown | other | unknown | Unknown | unknown | unknown | unknown | No | Non-Lead | Tier 5 | No | No | No | checked in pit
KS2004510 | 108081500 | 813 8TH ST (WATER) | cip | copper | Unknown | pex | unknown | 3/4" | unknown | pex | 3/4" | unknown | other | unknown | Unknown | unknown | unknown | unknown | No | Non-Lead | Tier 5 | No | No | No | checked in pit
KS2004510 | 108081903 | 819 8TH ST | cip | copper | Unknown | pex | unknown | 3/4" | unknown | pex | 3/4" | unknown | other | unknown | Unknown | unknown | unknown | unknown | No | Non-Lead | Tier 5 | No | No | No | checked in pit
KS2004510 | 108090300 | 903 8TH ST | PVC | copper | Unknown | copper | unknown | 2" | unknown | copper | 2" | unknown | other | unknown | Unknown | unknown | unknown | unknown | No | Non-Lead | Tier 5 | No | No | No | checked in pit
KS2004510 | 108090802 | 908 8TH ST | PVC | copper | Unknown | pex | unknown | 3/4" | unknown | copper | 3/4" | unknown | single family | unknown | Unknown | unknown | unknown | unknown | No | Non-Lead | Tier 5 | No | No | No | checked in pit
KS2004510 | 108091006 | 912 8TH ST | PVC | copper | Unknown | pex | unknown | 3/4" | unknown | pex | 3/4" | unknown | single family | unknown | Unknown | unknown | unknown | unknown | No | Non-Lead | Tier 5 | No | No | No | checked in pit
KS2004510 | 108091103 | 911 8TH ST | pvc | copper | Unknown | pex | unknown | 3/4" | unknown | pex | 3/4" | unknown | single family | unknown | Unknown | unknown | unknown | unknown | No | Non-Lead | Tier 5 | No | No | No | checked in pit
KS2004510 | 108091215 | 912 8TH ST 1/2 | pvc | copper | Unknown | pex | unknown | 3/4" | unknown | pex | 3/4" | unknown | single family | unknown | Unknown | unknown | unknown | unknown | No | Non-Lead | Tier 5 | No | No | No | checked in pit
KS2004510 | 108091404 | 914 8TH ST | pvc | copper | Unknown | copper | unknown | 3/4" | unknown | copper | 3/4" | unknown | single family | unknown | Unknown | unknown | unknown | unknown | No | Non-Lead | Tier 5 | No | No | No | checked in pit
KS2004510 | 108091505 | 915 8TH ST | pvc | copper | Unknown | copper | unknown | 3/4" | unknown | copper | 3/4" | unknown | single family | unknown | Unknown | unknown | unknown | unknown | No | Non-Lead | Tier 5 | No | No | No | checked in pit
KS2004510 | 108100300 | 1003 8TH ST | pvc | copper | Unknown | pex | unknown | 3/4" | unknown | pex | 3/4" | unknown | single family | unknown | Unknown | unknown | unknown | unknown | No | Non-Lead | Tier 5 | No | No | No | checked in pit
KS2004510 | 108100403 | 1004 8TH ST | pvc | copper | Unknown | pex | unknown | 3/4" | unknown | copper | 3/4" | unknown | single family | unknown | Unknown | unknown | unknown | unknown | No | Non-Lead | Tier 5 | No | No | No | checked in pit
KS2004510 | 108101213 | 1012 8TH ST | pvc | copper | Unknown | pex | unknown | 3/4" | unknown | copper | 3/4" | unknown | single family | unknown | Unknown | unknown | unknown | unknown | No | Non-Lead | Tier 5 | No | No | No | checked in pit
KS2004510 | 108101300 | 1013 8TH ST | pvc | copper | Unknown | pex | unknown | 3/4" | unknown | pex | 3/4" | unknown | single family | unknown | Unknown | unknown | unknown | unknown | No | Non-Lead | Tier 5 | No | No | No | checked in pit
KS2004510 | 108101804 | 1018 8TH ST | pvc | copper | Unknown | pex | unknown | 3/4" | unknown | pex | 3/4" | unknown | single family | unknown | Unknown | unknown | unknown | unknown | No | Non-Lead | Tier 5 | No | No | No | checked in pit
KS2004510 | 108101900 | 1019 8TH ST | pvc | copper | Unknown | pex | unknown | 3/4" | unknown | pex | 3/4" | unknown | single family | unknown | Unknown | unknown | unknown | unknown | No | Non-Lead | Tier 5 | No | No | No | checked in pit
KS2004510 | 108110101 | 1103 8TH ST | pvc | copper | Unknown | pex | unknown | 3/4" | unknown | pex | 3/4" | unknown | single family | unknown | Unknown | unknown | unknown | unknown | No | Non-Lead | Tier 5 | No | No | No | checked in pit
KS2004510 | 108110202 | 1102 8TH ST | pvc | copper | Unknown | pex | unknown | 3/4" | unknown | copper | 3/4" | unknown | single family | unknown | Unknown | unknown | unknown | unknown | No | Non-Lead | Tier 5 | No | No | No | checked in pit
KS2004510 | 108110804 | 1108 8TH ST | PVC | copper | Unknown | pex | unknown | 3/4" | unknown | pex | 3/4" | unknown | single family | unknown | Unknown | unknown | unknown | unknown | No | Non-Lead | Tier 5 | No | No | No | checked in pit
KS2004510 | 108111301 | 1113 8TH ST | PVC | copper | Unknown | pex | unknown | 3/4" | unknown | pex | 3/4" | unknown | single family | unknown | Unknown | unknown | unknown | unknown | No | Non-Lead | Tier 5 | No | No | No | checked in pit
KS2004510 | 108111401 | 1114 8TH ST | PVC | copper | Unknown | pex | unknown | 3/4" | unknown | copper | 3/4" | unknown | single family | unknown | Unknown | unknown | unknown | unknown | No | Non-Lead | Tier 5 | No | No | No | checked in pit
KS2004510 | 108111800 | 1118 8TH ST | PVC | copper | Unknown | copper | unknown | 3/4" | unknown | pvc | 1" | unknown | single family | unknown | Unknown | unknown | unknown | unknown | No | Non-Lead | Tier 5 | No | No | No | checked in pit
KS2004510 | 108111902 | 1119 8TH ST | PVC | copper | Unknown | copper | unknown | 3/4" | unknown | pvc | 1" | unknown | single family | unknown | Unknown | unknown | unknown | unknown | No | Non-Lead | Tier 5 | No | No | No | checked in pit
KS2004510 | 108120303 | 1203 8TH ST | PVC | copper | Unknown | pex | unknown | 3/4" | unknown | copper | 3/4" | unknown | single family | unknown | Unknown | unknown | unknown | unknown | No | Non-Lead | Tier 5 | No | No | No | checked in pit
KS2004510 | 108120400 | 1204 8TH ST | PVC | copper | Unknown | pex | unknown | 3/4" | unknown | pvc | 3/4" | unknown | single family | unknown | Unknown | unknown | unknown | unknown | No | Non-Lead | Tier 5 | No | No | No | checked in pit
KS2004510 | 108121003 | 1210 8TH ST | PVC | copper | Unknown | pex | unknown | 3/4" | unknown | pex | 3/4" | unknown | single family | unknown | Unknown | unknown | unknown | unknown | No | Non-Lead | Tier 5 | No | No | No | checked in pit
KS2004510 | 109081002 | 810 9TH ST | PVC | copper | Unknown | copper | unknown | 3/4" | unknown | copper | 1" | unknown | single family | unknown | Unknown | unknown | unknown | unknown | No | Non-Lead | Tier 5 | No | No | No | checked in pit
KS2004510 | 109081908 | 819 9TH ST | PVC | copper | Unknown | pex | unknown | 3/4" | unknown | pex | 3/4" | unknown | single family | unknown | Unknown | unknown | unknown | unknown | No | Non-Lead | Tier 5 | No | No | No | checked in pit
KS2004510 | 109090713 | 907 9TH ST | PVC | copper | Unknown | pex | unknown | 3/4" | unknown | pvc | 3/4" | unknown | single family | unknown | Unknown | unknown | unknown | unknown | No | Non-Lead | Tier 5 | No | No | No | checked in pit
KS2004510 | 109091107 | 911 9TH ST | PVC | copper | Unknown | copper | unknown | 3/4" | unknown | copper | 3/4" | unknown | single family | unknown | Unknown | unknown | unknown | unknown | No | Non-Lead | Tier 5 | No | No | No | checked in pit
KS2004510 | 109100310 | 1003 9TH ST | PVC | copper | Unknown | pex | unknown | 3/4" | unknown | pvc | 3/4" | unknown | single family | unknown | Unknown | unknown | unknown | unknown | No | Non-Lead | Tier 5 | No | No | No | checked in pit
KS2004510 | 109101704 | 1017 9TH ST | PVC | copper | Unknown | copper | unknown | 3/4" | unknown | pvc | 1" | unknown | single family | unknown | Unknown | unknown | unknown | unknown | No | Non-Lead | Tier 5 | No | No | No | checked in pit
KS2004510 | 109101900 | 1019 9TH ST | PVC | copper | Unknown | pex | unknown | 3/4" | unknown | pex | 3/4" | unknown | single family | unknown | Unknown | unknown | unknown | unknown | No | Non-Lead | Tier 5 | No | No | No | checked in pit
KS2004510 | 109111402 | 1114 9TH ST | PVC | copper | Unknown | copper | unknown | 3/4" | unknown | copper | 3/4" | unknown | single family | unknown | Unknown | unknown | unknown | unknown | No | Non-Lead | Tier 5 | No | No | No | checked in pit
KS2004510 | 109111508 | 1115 9TH ST | PVC | copper | Unknown | copper | unknown | 3/4" | unknown | copper | 3/4" | unknown | single family | unknown | Unknown | unknown | unknown | unknown | No | Non-Lead | Tier 5 | No | No | No | checked in pit
KS2004510 | 109120100 | 1201 9TH ST | PVC | copper | Unknown | pex | unknown | 3/4" | unknown | copper | 3/4" | unknown | single family | unknown | Unknown | unknown | unknown | unknown | No | Non-Lead | Tier 5 | No | No | No | checked in pit
KS2004510 | 109121001 | 1210 9TH ST | PVC | copper | Unknown | copper | unknown | 3/4" | unknown | copper | 3/4" | unknown | single family | unknown | Unknown | unknown | unknown | unknown | No | Non-Lead | Tier 5 | No | No | No | checked in pit
KS2004510 | 110080106 | 801 10TH ST | cip | copper | Unknown | pex | unknown | 3/4" | unknown | pex | 3/4" | unknown | single family | unknown | Unknown | unknown | unknown | unknown | No | Non-Lead | Tier 5 | No | No | No | checked in pit
KS2004510 | 110090305 | 903 10TH ST | PVC | copper | Unknown | pex | unknown | 3/4" | unknown | pvc | 3/4" | unknown | single family | unknown | Unknown | unknown | unknown | unknown | No | Non-Lead | Tier 5 | No | No | No | checked in pit
KS2004510 | 110091503 | 915 10TH ST | PVC | copper | Unknown | pex | unknown | 3/4" | unknown | copper | 3/4" | unknown | single family | unknown | Unknown | unknown | unknown | unknown | No | Non-Lead | Tier 5 | No | No | No | checked in pit
KS2004510 | 110110310 | 1103 10TH ST | PVC | copper | Unknown | pex | unknown | 3/4" | unknown | pex | 3/4" | unknown | single family | unknown | Unknown | unknown | unknown | unknown | No | Non-Lead | Tier 5 | No | No | No | checked in pit
KS2004510 | 110110400 | 1104 10TH ST | PVC | copper | Unknown | pex | unknown | 3/4" | unknown | copper | 3/4" | unknown | single family | unknown | Unknown | unknown | unknown | unknown | No | Non-Lead | Tier 5 | No | No | No | checked in pit
KS2004510 | 110110505 | 1105 10TH ST | PVC | copper | Unknown | copper | unknown | 3/4" | unknown | copper | 3/4" | unknown | single family | unknown | Unknown | unknown | unknown | unknown | No | Non-Lead | Tier 5 | No | No | No | checked in pit
KS2004510 | 110111503 | 1115 10TH ST | PVC | copper | Unknown | pex | unknown | 3/4" | unknown | pex | 3/4" | unknown | single family | unknown | Unknown | unknown | unknown | unknown | No | Non-Lead | Tier 5 | No | No | No | checked in pit
KS2004510 | 110120303 | 1203 10TH ST | PVC | copper | Unknown | copper | unknown | 3/4" | unknown | copper | 3/4" | unknown | single family | unknown | Unknown | unknown | unknown | unknown | No | Non-Lead | Tier 5 | No | No | No | checked in pit
KS2004510 | 110120401 | 1204 10TH ST | PVC | copper | Unknown | copper | unknown | 3/4" | unknown | copper | 3/4" | unknown | single family | unknown | Unknown | unknown | unknown | unknown | No | Non-Lead | Tier 5 | No | No | No | checked in pit
KS2004510 | 110120904 | 1209 10TH ST | PVC | copper | Unknown | copper | unknown | 3/4" | unknown | copper | 3/4" | unknown | single family | unknown | Unknown | unknown | unknown | unknown | No | Non-Lead | Tier 5 | No | No | No | checked in pit
KS2004510 | 110121502 | 1215 10TH ST | PVC | copper | Unknown | copper | unknown | 2" | unknown | copper | 2" | unknown | other | unknown | Unknown | unknown | unknown | unknown | No | Non-Lead | Tier 5 | No | No | No | checked in pit
KS2004510 | 120070801 | 708 ASHLEY CT | PVC | copper | no | pex | no | 1" | 2020 | pex | 1" | 2021 | single family | unknown | Unknown | unknown | after 2014 | no | No | Non-Lead | Tier 5 | No | No | No | checked in pit
KS2004510 | 120070901 | 709 ASHLEY CT | PVC | copper | no | pex | no | 1" | 2021 | pex | 1" | 2021 | single family | unknown | Unknown | unknown | after 2014 | no | No | Non-Lead | Tier 5 | No | No | No | checked in pit
KS2004510 | 120071201 | 712 ASHLEY CT | PVC | copper | no | pex | no | 1" | 2021 | pex | 1" | 2021 | single family | unknown | Unknown | unknown | after 2014 | no | No | Non-Lead | Tier 5 | No | No | No | checked in pit
KS2004510 | 120071301 | 713 ASHLEY CT | PVC | copper | no | pex | no | 1" | 2020 | pex | 1" | 2020 | single family | unknown | Unknown | unknown | after 2014 | no | No | Non-Lead | Tier 5 | No | No | No | checked in pit
KS2004510 | 120071601 | 716 ASHLEY CT | PVC | copper | no | pex | no | 1" | 2022 | pex | 1" | 2022 | single family | unknown | Unknown | unknown | after 2014 | no | No | Non-Lead | Tier 5 | No | No | No | checked in pit
KS2004510 | 120071701 | 717 ASHLEY CT | PVC | copper | no | pex | no | 1" | 2022 | pex | 1" | 2022 | single family | unknown | Unknown | unknown | after 2014 | no | No | Non-Lead | Tier 5 | No | No | No | checked in pit
KS2004510 | 120072001 | 720 ASHLEY CT | PVC | copper | no | pex | no | 1" | 2020 | pex | 1" | 2020 | single family | unknown | Unknown | unknown | after 2014 | no | No | Non-Lead | Tier 5 | No | No | No | checked in pit
KS2004510 | 120072101 | 721 ASHLEY CT | PVC | copper | no | pex | no | 1" | 2021 | pex | 1" | 2021 | single family | unknown | Unknown | unknown | after 2014 | no | No | Non-Lead | Tier 5 | No | No | No | checked in pit
KS2004510 | 132070000 | 700 CHAPEL ST | cip | copper | Unknown | pvc | unknown | 2" | unknown | pvc | 2" | unknown | other | unknown | Unknown | unknown | unknown | unknown | No | Non-Lead | Tier 5 | No | No | No | checked in pit
KS2004510 | 132070502 | 704 CHAPEL ST | cip | copper | Unknown | copper | unknown | 2" | unknown | copper | 2" | unknown | other | unknown | Unknown | unknown | unknown | unknown | No | Non-Lead | Tier 5 | No | No | No | checked in pit
KS2004510 | 132071100 | 715 CHAPEL ST | cip | copper | Unknown | pex | unknown | 3/4" | unknown | pex | 3/4" | unknown | single family | unknown | Unknown | unknown | unknown | unknown | No | Non-Lead | Tier 5 | No | No | No | checked in pit
KS2004510 | 132072000 | 720 CHAPEL ST | cip | copper | Unknown | pex | unknown | 1" | unknown | pex | 1" | unknown | single family | unknown | Unknown | unknown | unknown | unknown | No | Non-Lead | Tier 5 | No | No | No | checked in pit
KS2004510 | 137050901 | 509 HIGH ST | cip | copper | Unknown | copper | unknown | 3/4" | unknown | copper | 3/4" | unknown | single family | unknown | Unknown | unknown | unknown | unknown | No | Non-Lead | Tier 5 | No | No | No | checked in pit
KS2004510 | 137051112 | 509 HIGH ST 1/2 | cip | copper | Unknown | copper | unknown | 3/4" | unknown | copper | 3/4" | unknown | single family | unknown | Unknown | unknown | unknown | unknown | No | Non-Lead | Tier 5 | No | No | No | checked in pit
KS2004510 | 137060103 | 601 HIGH ST | pvc | copper | Unknown | copper | unknown | 3/4" | unknown | pvc | 3/4" | unknown | other | unknown | Unknown | unknown | unknown | unknown | No | Non-Lead | Tier 5 | No | No | No | checked in pit
KS2004510 | 137060500 | 605 HIGH ST | pvc | copper | Unknown | copper | unknown | 3/4" | unknown | copper | 3/4" | unknown | other | unknown | Unknown | unknown | unknown | unknown | No | Non-Lead | Tier 5 | No | No | No | checked in pit
KS2004510 | 137060500 | 605 HIGH ST | pvc | copper | Unknown | copper | unknown | 2" | unknown | copper | 2" | unknown | other | unknown | Unknown | unknown | unknown | unknown | No | Non-Lead | Tier 5 | No | No | No | checked in pit
KS2004510 | 137060500 | 605 HIGH ST | pvc | copper | Unknown | copper | unknown | 3/4" | unknown | copper | 3/4" | unknown | other | unknown | Unknown | unknown | unknown | unknown | No | Non-Lead | Tier 5 | No | No | No | checked in pit
KS2004510 | 137060901 | 609 HIGH ST | pvc | copper | Unknown | copper | unknown | 3/4" | unknown | copper | 3/4" | unknown | other | unknown | Unknown | unknown | unknown | unknown | No | Non-Lead | Tier 5 | No | No | No | checked in pit
KS2004510 | 137070101 | 701 HIGH ST | pvc | copper | Unknown | pex | unknown | 3/4" | unknown | pex | 3/4" | unknown | other | unknown | Unknown | unknown | unknown | unknown | No | Non-Lead | Tier 5 | No | No | No | checked in pit
KS2004510 | 137070301 | 703 HIGH ST | PVC | copper | Unknown | pex | unknown | 1" | unknown | pex | 3/4" | unknown | other | unknown | Unknown | unknown | unknown | unknown | No | Non-Lead | Tier 5 | No | No | No | checked in pit
KS2004510 | 137070501 | 705 HIGH ST | PVC | copper | Unknown | pex | unknown | 1" | unknown | pex | 3/4" | unknown | other | unknown | Unknown | unknown | unknown | unknown | No | Non-Lead | Tier 5 | No | No | No | checked in pit
KS2004510 | 137071105 | 711 HIGH ST | PVC | copper | Unknown | copper | unknown | 3/4" | unknown | copper | 3/4" | unknown | other | unknown | Unknown | unknown | unknown | unknown | No | Non-Lead | Tier 5 | No | No | No | checked in pit
KS2004510 | 137071310 | 713 HIGH ST | PVC | copper | Unknown | copper | unknown | 3/4" | unknown | copper | 3/4" | unknown | other | unknown | Unknown | unknown | unknown | unknown | No | Non-Lead | Tier 5 | No | No | No | checked in pit
KS2004510 | 137071500 | 715 HIGH ST 1 | PVC | copper | Unknown | copper | unknown | 3/4" | unknown | copper | 3/4" | unknown | other | unknown | Unknown | unknown | unknown | unknown | No | Non-Lead | Tier 5 | No | No | No | checked in pit
KS2004510 | 137071702 | 717 HIGH ST | PVC | copper | Unknown | copper | unknown | 3/4" | unknown | copper | 3/4" | unknown | other | unknown | Unknown | unknown | unknown | unknown | No | Non-Lead | Tier 5 | No | No | No | checked in pit
KS2004510 | 137071902 | 719 HIGH ST | PVC | copper | Unknown | copper | unknown | 3/4" | unknown | copper | 3/4" | unknown | other | unknown | Unknown | unknown | unknown | unknown | No | Non-Lead | Tier 5 | No | No | No | checked in pit
KS2004510 | 137072100 | 721 HIGH ST | PVC | copper | Unknown | copper | unknown | 1" | unknown | copper | 1" | unknown | other | unknown | Unknown | unknown | unknown | unknown | No | Non-Lead | Tier 5 | No | No | No | checked in pit
KS2004510 | 137080300 | 803 HIGH ST | cip | copper | Unknown | copper | unknown | 3/4" | unknown | copper | 3/4" | unknown | other | unknown | Unknown | unknown | unknown | unknown | No | Non-Lead | Tier 5 | No | No | No | checked in pit
KS2004510 | 137080700 | 807 HIGH ST | PVC | copper | Unknown | copper | unknown | 1" | unknown | pex | 1" | unknown | other | unknown | Unknown | unknown | unknown | unknown | No | Non-Lead | Tier 5 | No | No | No | checked in pit
KS2004510 | 137090304 | 903 HIGH ST | cip | copper | Unknown | copper | unknown | 3/4" | unknown | pex | 3/4" | unknown | other | unknown | Unknown | unknown | unknown | unknown | No | Non-Lead | Tier 5 | No | No | No | checked in pit
KS2004510 | 137090900 | 909 HIGH ST | cip | copper | Unknown | copper | unknown | 3/4" | unknown | copper | 3/4" | unknown | other | unknown | Unknown | unknown | unknown | unknown | No | Non-Lead | Tier 5 | No | No | No | checked in pit
KS2004510 | 137091300 | 913 HIGH ST | cip | copper | Unknown | copper | unknown | 3/4" | unknown | copper | 3/4" | unknown | other | unknown | Unknown | unknown | unknown | unknown | No | Non-Lead | Tier 5 | No | No | No | checked in pit
KS2004510 | 137091908 | 919 HIGH ST | cip | copper | Unknown | pex | unknown | 3/4" | unknown | pex | 1" | unknown | other | unknown | Unknown | unknown | unknown | unknown | No | Non-Lead | Tier 5 | No | No | No | checked in pit
KS2004510 | 137100703 | 1007 HIGH ST | cip | copper | Unknown | copper | unknown | 3/4" | unknown | copper | 3/4" | unknown | single family | unknown | Unknown | unknown | unknown | unknown | No | Non-Lead | Tier 5 | No | No | No | checked in pit
KS2004510 | 137101104 | 1011 HIGH ST | cip | copper | Unknown | copper | unknown | 3/4" | unknown | copper | 3/4" | unknown | single family | unknown | Unknown | unknown | unknown | unknown | No | Non-Lead | Tier 5 | No | No | No | checked in pit
KS2004510 | 137715003 | 715 HIGH ST | cip | copper | Unknown | copper | unknown | 3/4" | unknown | copper | 3/4" | unknown | other | unknown | Unknown | unknown | unknown | unknown | No | Non-Lead | Tier 5 | No | No | No | checked in pit
KS2004510 | 138050400 | 504 INDIANA ST | PVC | copper | Unknown | copper | unknown | 3/4" | unknown | copper | 3/4" | unknown | single family | unknown | Unknown | unknown | unknown | unknown | No | Non-Lead | Tier 5 | No | No | No | checked in pit
KS2004510 | 138050701 | 507 INDIANA ST | cip | copper | Unknown | copper | unknown | 3/4" | unknown | copper | 3/4" | unknown | single family | unknown | Unknown | unknown | unknown | unknown | No | Non-Lead | Tier 5 | No | No | No | checked in pit
KS2004510 | 138060300 | 603 INDIANA ST | PVC | copper | Unknown | copper | unknown | 3/4" | unknown | copper | 3/4" | unknown | single family | unknown | Unknown | unknown | unknown | unknown | No | Non-Lead | Tier 5 | No | No | No | checked in pit
KS2004510 | 138060600 | 606 INDIANA ST | PVC | copper | Unknown | copper | unknown | 3/4" | unknown | pex | 3/4" | unknown | single family | unknown | Unknown | unknown | unknown | unknown | No | Non-Lead | Tier 5 | No | No | No | checked in pit
KS2004510 | 138061002 | 610 INDIANA ST | PVC | copper | Unknown | copper | unknown | 3/4" | unknown | copper | 3/4" | unknown | single family | unknown | Unknown | unknown | unknown | unknown | No | Non-Lead | Tier 5 | No | No | No | checked in pit
KS2004510 | 138061100 | 611 INDIANA ST | PVC | copper | Unknown | copper | unknown | 3/4" | unknown | copper | 3/4" | unknown | single family | unknown | Unknown | unknown | unknown | unknown | No | Non-Lead | Tier 5 | No | No | No | checked in pit
KS2004510 | 138061500 | 902 7TH ST | PVC | copper | Unknown | copper | unknown | 3/4" | unknown | pex | 3/4" | unknown | single family | unknown | Unknown | unknown | unknown | unknown | No | Non-Lead | Tier 5 | No | No | No | checked in pit
KS2004510 | 138070810 | 708 INDIANA ST | PVC | copper | Unknown | copper | unknown | 3/4" | unknown | pex | 3/4" | unknown | single family | unknown | Unknown | unknown | unknown | unknown | No | Non-Lead | Tier 5 | No | No | No | checked in pit
KS2004510 | 138071102 | 711 INDIANA ST | PVC | copper | Unknown | Galvanized Steel | unknown | 3/4" | unknown | other non lead | 3/4" | unknown | single family | unknown | Unknown | unknown | unknown | unknown | No | GRR | Tier 3 | Yes | Yes | Yes | checked in pit
KS2004510 | 138071208 | 712 INDIANA ST | PVC | copper | Unknown | pex | unknown | 3/4" | unknown | copper | 3/4" | unknown | single family | unknown | Unknown | unknown | unknown | unknown | No | Non-Lead | Tier 5 | No | No | No | checked in pit
KS2004510 | 138071509 | 715 INDIANA ST | PVC | copper | Unknown | copper | unknown | 3/4" | unknown | copper | 3/4" | unknown | single family | unknown | Unknown | unknown | unknown | unknown | No | Non-Lead | Tier 5 | No | No | No | checked in pit
KS2004510 | 138071600 | 716 INDIANA ST | PVC | copper | Unknown | copper | unknown | 3/4" | unknown | copper | 3/4" | unknown | single family | unknown | Unknown | unknown | unknown | unknown | No | Non-Lead | Tier 5 | No | No | No | checked in pit
KS2004510 | 138081012 | 810 INDIANA ST | PVC | copper | Unknown | pex | unknown | 3/4" | unknown | pvc | 3/4" | unknown | single family | unknown | Unknown | unknown | unknown | unknown | No | Non-Lead | Tier 5 | No | No | No | checked in pit
KS2004510 | 138081408 | 814 INDIANA ST | PVC | copper | Unknown | copper | unknown | 3/4" | unknown | copper | 3/4" | unknown | single family | unknown | Unknown | unknown | unknown | unknown | No | Non-Lead | Tier 5 | No | No | No | checked in pit
KS2004510 | 138081901 | 819 INDIANA ST | PVC | copper | Unknown | pex | unknown | 3/4" | unknown | copper | 3/4" | unknown | single family | unknown | Unknown | unknown | unknown | unknown | No | Non-Lead | Tier 5 | No | No | No | checked in pit
KS2004510 | 138090300 | 903 INDIANA ST | PVC | copper | Unknown | copper | unknown | 3/4" | unknown | pvc | 3/4" | unknown | single family | unknown | Unknown | unknown | unknown | unknown | No | Non-Lead | Tier 5 | No | No | No | checked in pit
KS2004510 | 138090814 | 908 INDIANA ST | PVC | copper | Unknown | copper | unknown | 3/4" | unknown | copper | 3/4" | unknown | single family | unknown | Unknown | unknown | unknown | unknown | No | Non-Lead | Tier 5 | No | No | No | checked in pit
KS2004510 | 138091101 | 911 INDIANA ST | PVC | copper | Unknown | copper | unknown | 3/4" | unknown | copper | 3/4" | unknown | single family | unknown | Unknown | unknown | unknown | unknown | No | Non-Lead | Tier 5 | No | No | No | checked in pit
KS2004510 | 138091200 | 912 INDIANA ST | PVC | copper | Unknown | copper | unknown | 3/4" | unknown | copper | 3/4" | unknown | single family | unknown | Unknown | unknown | unknown | unknown | No | Non-Lead | Tier 5 | No | No | No | checked in pit
KS2004510 | 138091902 | 919 INDIANA ST | PVC | copper | Unknown | copper | unknown | 3/4" | unknown | other non lead | 3/4" | unknown | single family | unknown | Unknown | unknown | unknown | unknown | No | Non-Lead | Tier 5 | No | No | No | checked in pit
KS2004510 | 138092002 | 920 INDIANA ST | PVC | copper | Unknown | pex | unknown | 3/4" | unknown | pex | 3/4" | unknown | single family | unknown | Unknown | unknown | unknown | unknown | No | Non-Lead | Tier 5 | No | No | No | checked in pit
KS2004510 | 138101001 | 1010 INDIANA ST | pvc | copper | Unknown | pex | unknown | 3/4" | unknown | copper | 3/4" | unknown | single family | unknown | Unknown | unknown | unknown | unknown | No | Non-Lead | Tier 5 | No | No | No | checked in pit
KS2004510 | 138101404 | 1014 INDIANA ST | pvc | copper | Unknown | pex | unknown | 3/4" | unknown | copper | 3/4" | unknown | single family | unknown | Unknown | unknown | unknown | unknown | No | Non-Lead | Tier 5 | No | No | No | checked in pit
KS2004510 | 138103002 | 1030 INDIANA ST | pvc | copper | Unknown | pex | unknown | 3/4" | unknown | copper | 3/4" | unknown | single family | unknown | Unknown | unknown | unknown | unknown | No | Non-Lead | Tier 5 | No | No | No | checked in pit
KS2004510 | 139060406 | 604 JERSEY ST | pvc | copper | Unknown | pex | unknown | 1" | unknown | pex | 1" | unknown | single family | unknown | Unknown | unknown | unknown | unknown | No | Non-Lead | Tier 5 | No | No | No | checked in pit
KS2004510 | 139060603 | 606 JERSEY ST | pvc | copper | Unknown | pex | unknown | 3/4" | unknown | copper | 3/4" | unknown | single family | unknown | Unknown | unknown | unknown | unknown | No | Non-Lead | Tier 5 | No | No | No | checked in pit
KS2004510 | 139060904 | 609 JERSEY ST | pvc | copper | Unknown | pex | unknown | 3/4" | unknown | pvc | 3/4" | unknown | single family | unknown | Unknown | unknown | unknown | unknown | No | Non-Lead | Tier 5 | No | No | No | checked in pit
KS2004510 | 139061010 | 610 JERSEY ST | pvc | copper | Unknown | copper | unknown | 3/4" | unknown | copper | 3/4" | unknown | single family | unknown | Unknown | unknown | unknown | unknown | No | Non-Lead | Tier 5 | No | No | No | checked in pit
KS2004510 | 139061407 | 620 JERSEY ST | pvc | copper | Unknown | pex | unknown | 3/4" | unknown | pvc | 3/4" | unknown | single family | unknown | Unknown | unknown | unknown | unknown | No | Non-Lead | Tier 5 | No | No | No | checked in pit
KS2004510 | 139061502 | 615 JERSEY ST | pvc | copper | Unknown | pex | unknown | 3/4" | unknown | copper | 3/4" | unknown | single family | unknown | Unknown | unknown | unknown | unknown | No | Non-Lead | Tier 5 | No | No | No | checked in pit
KS2004510 | 139062103 | 621 JERSEY ST | pvc | copper | Unknown | pex | unknown | 3/4" | unknown | pvc | 3/4" | unknown | single family | unknown | Unknown | unknown | unknown | unknown | No | Non-Lead | Tier 5 | No | No | No | checked in pit
KS2004510 | 139070300 | 703 JERSEY ST | pvc | copper | Unknown | pex | unknown | 3/4" | unknown | copper | 3/4" | unknown | single family | unknown | Unknown | unknown | unknown | unknown | No | Non-Lead | Tier 5 | No | No | No | checked in pit
KS2004510 | 139070402 | 704 JERSEY ST | pvc | copper | Unknown | pex | unknown | 3/4" | unknown | pex | 3/4" | unknown | single family | unknown | Unknown | unknown | unknown | unknown | No | Non-Lead | Tier 5 | No | No | No | checked in pit
KS2004510 | 139071007 | 710 JERSEY ST | PVC | copper | Unknown | pex | unknown | 3/4" | unknown | other non lead | 3/4" | unknown | single family | unknown | Unknown | unknown | unknown | unknown | No | Non-Lead | Tier 5 | No | No | No | checked in pit
KS2004510 | 139071200 | 712 JERSEY ST | PVC | copper | Unknown | pex | unknown | 3/4" | unknown | other non lead | 3/4" | unknown | single family | unknown | Unknown | unknown | unknown | unknown | No | Non-Lead | Tier 5 | No | No | No | checked in pit
KS2004510 | 139071306 | 713 JERSEY ST | PVC | copper | Unknown | pex | unknown | 3/4" | unknown | pvc | 3/4" | unknown | single family | unknown | Unknown | unknown | unknown | unknown | No | Non-Lead | Tier 5 | No | No | No | checked in pit
KS2004510 | 139071507 | 715 JERSEY ST | PVC | copper | Unknown | copper | unknown | 3/4" | unknown | copper | 3/4" | unknown | single family | unknown | Unknown | unknown | unknown | unknown | No | Non-Lead | Tier 5 | No | No | No | checked in pit
KS2004510 | 139081402 | 814 JERSEY ST | PVC | copper | Unknown | copper | unknown | 3/4" | unknown | copper | 3/4" | unknown | single family | unknown | Unknown | unknown | unknown | unknown | No | Non-Lead | Tier 5 | No | No | No | checked in pit
KS2004510 | 139081500 | 815 JERSEY ST | PVC | copper | Unknown | pex | unknown | 3/4" | unknown | copper | 3/4" | unknown | single family | unknown | Unknown | unknown | unknown | unknown | No | Non-Lead | Tier 5 | No | No | No | checked in pit
KS2004510 | 139082101 | 821 JERSEY ST | PVC | copper | Unknown | pex | unknown | 3/4" | unknown | pvc | 3/4" | unknown | single family | unknown | Unknown | unknown | unknown | unknown | No | Non-Lead | Tier 5 | No | No | No | checked in pit
KS2004510 | 139082200 | 822 JERSEY ST | PVC | copper | Unknown | pex | unknown | 3/4" | unknown | pex | 3/4" | unknown | single family | unknown | Unknown | unknown | unknown | unknown | No | Non-Lead | Tier 5 | No | No | No | checked in pit
KS2004510 | 139090700 | 907 JERSEY ST | PVC | copper | Unknown | pex | unknown | 3/4" | unknown | pvc | 1" | unknown | single family | unknown | Unknown | unknown | unknown | unknown | No | Non-Lead | Tier 5 | No | No | No | checked in pit
KS2004510 | 139091300 | 913 JERSEY ST | PVC | copper | Unknown | copper | unknown | 3/4" | unknown | copper | 3/4" | unknown | single family | unknown | Unknown | unknown | unknown | unknown | No | Non-Lead | Tier 5 | No | No | No | checked in pit
KS2004510 | 139091408 | 914 JERSEY ST | PVC | copper | Unknown | copper | unknown | 3/4" | unknown | copper | 3/4" | unknown | single family | unknown | Unknown | unknown | unknown | unknown | No | Non-Lead | Tier 5 | No | No | No | checked in pit
KS2004510 | 139091800 | 918 JERSEY ST | PVC | copper | Unknown | pex | unknown | 3/4" | unknown | pvc | 1" | unknown | single family | unknown | Unknown | unknown | unknown | unknown | No | Non-Lead | Tier 5 | No | No | No | checked in pit
KS2004510 | 139100500 | 1005 JERSEY ST | PVC | copper | Unknown | pex | unknown | 3/4" | unknown | pvc | 1" | unknown | single family | unknown | Unknown | unknown | unknown | unknown | No | Non-Lead | Tier 5 | No | No | No | checked in pit
KS2004510 | 139101601 | 1016 JERSEY ST | PVC | copper | Unknown | pex | unknown | 3/4" | unknown | pex | 3/4" | unknown | single family | unknown | Unknown | unknown | unknown | unknown | No | Non-Lead | Tier 5 | No | No | No | checked in pit
KS2004510 | 140060301 | 603 KING ST | cip | copper | Unknown | copper | unknown | 3/4" | unknown | copper | 3/4" | unknown | single family | unknown | Unknown | unknown | unknown | unknown | No | Non-Lead | Tier 5 | No | No | No | checked in pit
KS2004510 | 140060905 | 609 KING ST | cip | copper | Unknown | copper | unknown | 3/4" | unknown | copper | 3/4" | unknown | single family | unknown | Unknown | unknown | unknown | unknown | No | Non-Lead | Tier 5 | No | No | No | checked in pit
KS2004510 | 140061007 | 610 KING ST | cip | copper | Unknown | copper | unknown | 3/4" | unknown | copper | 3/4" | unknown | single family | unknown | Unknown | unknown | unknown | unknown | No | Non-Lead | Tier 5 | No | No | No | checked in pit
KS2004510 | 140071102 | 711 KING ST | PVC | copper | Unknown | copper | unknown | 3/4" | unknown | copper | 3/4" | unknown | single family | unknown | Unknown | unknown | unknown | unknown | No | Non-Lead | Tier 5 | No | No | No | checked in pit
KS2004510 | 140071400 | 714 KING ST | PVC | copper | Unknown | copper | unknown | 3/4" | unknown | copper | 3/4" | unknown | single family | unknown | Unknown | unknown | unknown | unknown | No | Non-Lead | Tier 5 | No | No | No | checked in pit
KS2004510 | 140081400 | 814 KING ST | PVC | copper | Unknown | copper | unknown | 3/4" | unknown | copper | 3/4" | unknown | single family | unknown | Unknown | unknown | unknown | unknown | No | Non-Lead | Tier 5 | No | No | No | checked in pit
KS2004510 | 140081700 | 817 KING ST | PVC | copper | Unknown | copper | unknown | 3/4" | unknown | pvc | 1" | unknown | single family | unknown | Unknown | unknown | unknown | unknown | No | Non-Lead | Tier 5 | No | No | No | checked in pit
KS2004510 | 140082009 | 820 KING ST | PVC | copper | Unknown | copper | unknown | 3/4" | unknown | copper | 3/4" | unknown | single family | unknown | Unknown | unknown | unknown | unknown | No | Non-Lead | Tier 5 | No | No | No | checked in pit
KS2004510 | 140082101 | 821 KING ST | PVC | copper | Unknown | copper | unknown | 3/4" | unknown | copper | 3/4" | unknown | single family | unknown | Unknown | unknown | unknown | unknown | No | Non-Lead | Tier 5 | No | No | No | checked in pit
KS2004510 | 140090302 | 903 KING ST | PVC | copper | Unknown | copper | unknown | 3/4" | unknown | copper | 3/4" | unknown | single family | unknown | Unknown | unknown | unknown | unknown | No | Non-Lead | Tier 5 | No | No | No | checked in pit
KS2004510 | 140090501 | 905 KING ST | PVC | copper | Unknown | copper | unknown | 3/4" | unknown | copper | 3/4" | unknown | single family | unknown | Unknown | unknown | unknown | unknown | No | Non-Lead | Tier 5 | No | No | No | checked in pit
KS2004510 | 140091101 | 911 KING ST | PVC | copper | Unknown | copper | unknown | 3/4" | unknown | copper | 3/4" | unknown | single family | unknown | Unknown | unknown | unknown | unknown | No | Non-Lead | Tier 5 | No | No | No | checked in pit
KS2004510 | 140091401 | 914 KING ST | PVC | copper | Unknown | copper | unknown | 3/4" | unknown | pex | 1" | unknown | single family | unknown | Unknown | unknown | unknown | unknown | No | Non-Lead | Tier 5 | No | No | No | checked in pit
KS2004510 | 140091801 | 918 KING ST | PVC | copper | Unknown | copper | unknown | 3/4" | unknown | copper | 3/4" | unknown | single family | unknown | Unknown | unknown | unknown | unknown | No | Non-Lead | Tier 5 | No | No | No | checked in pit
KS2004510 | 141060201 | 602 LINCOLN ST | PVC | copper | Unknown | pex | unknown | 3/4" | unknown | copper | 3/4" | unknown | single family | unknown | Unknown | unknown | unknown | unknown | No | Non-Lead | Tier 5 | No | No | No | checked in pit
KS2004510 | 141060502 | 605 LINCOLN ST | PVC | copper | Unknown | pex | unknown | 3/4" | unknown | copper | 3/4" | unknown | single family | unknown | Unknown | unknown | unknown | unknown | No | Non-Lead | Tier 5 | No | No | No | checked in pit
KS2004510 | 141062007 | 620 LINCOLN ST | PVC | copper | Unknown | pex | unknown | 3/4" | unknown | copper | 3/4" | unknown | single family | unknown | Unknown | unknown | unknown | unknown | No | Non-Lead | Tier 5 | No | No | No | checked in pit
KS2004510 | 141070303 | 703 LINCOLN ST | PVC | copper | Unknown | copper | unknown | 3/4" | unknown | copper | 3/4" | unknown | single family | unknown | Unknown | unknown | unknown | unknown | No | Non-Lead | Tier 5 | No | No | No | checked in pit
KS2004510 | 141071106 | 711 LINCOLN ST | PVC | copper | Unknown | copper | unknown | 3/4" | unknown | copper | 3/4" | unknown | single family | unknown | Unknown | unknown | unknown | unknown | No | Non-Lead | Tier 5 | No | No | No | checked in pit
KS2004510 | 141082001 | 820 LINCOLN ST | PVC | copper | Unknown | copper | unknown | 3/4" | unknown | copper | 3/4" | unknown | single family | unknown | Unknown | unknown | unknown | unknown | No | Non-Lead | Tier 5 | No | No | No | checked in pit
KS2004510 | 141091000 | 910 LINCOLN ST | PVC | copper | Unknown | copper | unknown | 3/4" | unknown | copper | 3/4" | unknown | single family | unknown | Unknown | unknown | unknown | unknown | No | Non-Lead | Tier 5 | No | No | No | checked in pit
KS2004510 | 141091203 | 912 LINCOLN ST | PVC | copper | Unknown | copper | unknown | 3/4" | unknown | copper | 3/4" | unknown | single family | unknown | Unknown | unknown | unknown | unknown | No | Non-Lead | Tier 5 | No | No | No | checked in pit
KS2004510 | 148090401 | 902 TAUYWOOD ST | PVC | copper | Unknown | pex | unknown | 3/4" | 2012 | pex | 3/4" | 2012 | single family | unknown | Unknown | unknown | between 1989 and 2014 | unknown | No | Non-Lead | Tier 5 | No | No | No | checked in pit
KS2004510 | 148090514 | 905 TAUYWOOD ST | PVC | copper | Unknown | copper | unknown | 3/4" | unknown | copper | 3/4" | unknown | single family | unknown | Unknown | unknown | unknown | unknown | No | Non-Lead | Tier 5 | No | No | No | checked in pit
KS2004510 | 148091101 | 911 TAUYWOOD ST | pvc | copper | Unknown | copper | unknown | 3/4" | unknown | copper | 3/4" | unknown | single family | unknown | Unknown | unknown | unknown | unknown | No | Non-Lead | Tier 5 | No | No | No | checked in pit
KS2004510 | 148091702 | 917 TAUYWOOD ST | pvc | copper | Unknown | copper | unknown | 3/4" | 1995 | copper | 3/4" | 1995 | single family | unknown | Unknown | unknown | between 1989 and 2014 | unknown | No | Non-Lead | Tier 5 | No | No | No | checked in pit
KS2004510 | 149020001 | 200 BULLPUP DR | pvc | copper | Unknown | copper | unknown | 2" | 2009 | copper | 2" | 2009 | other | unknown | Unknown | unknown | between 1989 and 2014 | unknown | No | Non-Lead | Tier 5 | No | No | No | checked in pit
KS2004510 | 149040000 | 400 BULLPUP DR | pvc | copper | Unknown | copper | unknown | 2" | 2009 | copper | 2" | 2009 | other | unknown | Unknown | unknown | between 1989 and 2014 | unknown | No | Non-Lead | Tier 5 | No | No | No | checked in pit
KS2004510 | 149040000 | 400 BULLPUP DR | pvc | copper | Unknown | pex | unknown | 1" | 2009 | pex | 1" | 2009 | other | unknown | Unknown | unknown | between 1989 and 2014 | unknown | No | Non-Lead | Tier 5 | No | No | No | checked in pit
KS2004510 | 161041600 | 416 QUAYLE ST | dip | copper | Unknown | copper | unknown | 1" | unknown | copper | 1" | unknown | other | unknown | Unknown | unknown | unknown | unknown | No | Non-Lead | Tier 5 | No | No | No | checked in pit
KS2004510 | 161041600 | 416 QUAYLE ST | dip | copper | Unknown | pex | unknown | 3/4" | unknown | copper | 3/4" | unknown | other | unknown | Unknown | unknown | unknown | unknown | No | Non-Lead | Tier 5 | No | No | No | checked in pit
KS2004510 | 161051700 | 517 QUAYLE ST | dip | copper | Unknown | copper | unknown | 2" | unknown | copper | 2" | unknown | other | unknown | Unknown | unknown | unknown | unknown | No | Non-Lead | Tier 5 | No | No | No | checked in pit
KS2004510 | 166040100 | 401 EISENHOWER RD | pvc | copper | Unknown | copper | unknown | 2" | unknown | copper | 1 1/4" | unknown | Building | unknown | Unknown | unknown | unknown | unknown | No | Non-Lead | Tier 5 | No | No | No | checked in pit
KS2004510 | 166041500 | 415 EISENHOWER RD | pvc | copper | Unknown | other non lead | unknown | 4" | unknown | other non lead | 4" | unknown | other | unknown | Unknown | unknown | unknown | unknown | No | Non-Lead | Tier 5 | No | No | No | checked in pit
KS2004510 | 189090302 | 903 RIDGE RD | pvc | copper | no | pex | no | 1" | 2021 | pex | 1" | 2021 | single family | unknown | Unknown | unknown | after 2014 | no | No | Non-Lead | Tier 5 | No | No | No | checked in pit
KS2004510 | 189090400 | 904 RIDGE RD | pvc | copper | no | pex | no | 1" | 2021 | pex | 1" | 2021 | single family | unknown | Unknown | unknown | after 2014 | no | No | Non-Lead | Tier 5 | No | No | No | checked in pit
KS2004510 | 189090401 | 904 RIDGE RD | PVC | copper | no | pex | no | 1" | 2021 | pex | 1" | 2021 | single family | unknown | Unknown | unknown | after 2014 | no | No | Non-Lead | Tier 5 | No | No | No | checked in pit
KS2004510 | 189090502 | 905 RIDGE RD | PVC | copper | no | pex | no | 1" | 2021 | pex | 1" | 2021 | single family | unknown | Unknown | unknown | after 2014 | no | No | Non-Lead | Tier 5 | No | No | No | checked in pit
KS2004510 | 189090600 | 906 RIDGE RD | PVC | copper | no | pex | no | 1" | 2021 | pex | 1" | 2021 | single family | unknown | Unknown | unknown | after 2014 | no | No | Non-Lead | Tier 5 | No | No | No | checked in pit
KS2004510 | 189090601 | 906 RIDGE RD | PVC | copper | no | pex | no | 1" | 2021 | pex | 1" | 2021 | single family | unknown | Unknown | unknown | after 2014 | no | No | Non-Lead | Tier 5 | No | No | No | checked in pit
KS2004510 | 189090700 | 907 RIDGE RD | PVC | copper | no | pex | no | 1" | 2021 | pex | 1" | 2021 | single family | unknown | Unknown | unknown | after 2014 | no | No | Non-Lead | Tier 5 | No | No | No | checked in pit
KS2004510 | 189090800 | 908 RIDGE RD | PVC | copper | no | pex | no | 1" | 2021 | pex | 1" | 2021 | single family | unknown | Unknown | unknown | after 2014 | no | No | Non-Lead | Tier 5 | No | No | No | checked in pit
KS2004510 | 189090802 | 908 RIDGE RD | PVC | copper | no | pex | no | 1" | 2021 | pex | 1" | 2021 | single family | unknown | Unknown | unknown | after 2014 | no | No | Non-Lead | Tier 5 | No | No | No | checked in pit
KS2004510 | 189090900 | 909 RIDGE RD | PVC | copper | no | pex | no | 1" | 2021 | pex | 1" | 2021 | single family | unknown | Unknown | unknown | after 2014 | no | No | Non-Lead | Tier 5 | No | No | No | checked in pit
KS2004510 | 189090901 | 909 RIDGE RD | PVC | copper | no | pex | no | 1" | 2020 | pex | 1" | 2020 | single family | unknown | Unknown | unknown | after 2014 | no | No | Non-Lead | Tier 5 | No | No | No | checked in pit
KS2004510 | 189091000 | 910 RIDGE RD | PVC | copper | no | pex | no | 1" | 2021 | pex | 1" | 2021 | single family | unknown | Unknown | unknown | after 2014 | no | No | Non-Lead | Tier 5 | No | No | No | checked in pit
KS2004510 | 189091200 | 912 RIDGE RD | PVC | copper | no | pex | no | 1" | 2020 | pex | 1" | 2020 | single family | unknown | Unknown | unknown | after 2014 | no | No | Non-Lead | Tier 5 | No | No | No | checked in pit
KS2004510 | 189091400 | 914 RIDGE RD | PVC | copper | no | pex | no | 1" | 2021 | pex | 1" | 2021 | single family | unknown | Unknown | unknown | after 2014 | no | No | Non-Lead | Tier 5 | No | No | No | checked in pit
KS2004510 | 189091401 | 914 RIDGE RD | PVC | copper | no | pex | no | 1" | 2021 | pex | 1" | 2021 | single family | unknown | Unknown | unknown | after 2014 | no | No | Non-Lead | Tier 5 | No | No | No | checked in pit
KS2004510 | 189091500 | 915 RIDGE RD | PVC | copper | no | pex | no | 1" | 2021 | pex | 1" | 2021 | single family | unknown | Unknown | unknown | after 2014 | no | No | Non-Lead | Tier 5 | No | No | No | checked in pit
KS2004510 | 189091600 | 916 RIDGE RD | PVC | copper | no | pex | no | 1" | 2021 | pex | 1" | 2021 | single family | unknown | Unknown | unknown | after 2014 | no | No | Non-Lead | Tier 5 | No | No | No | checked in pit
KS2004510 | 189091700 | 917 RIDGE RD | PVC | copper | no | pex | no | 1" | 2020 | pex | 1" | 2020 | single family | unknown | Unknown | unknown | after 2014 | no | No | Non-Lead | Tier 5 | No | No | No | checked in pit
KS2004510 | 189091800 | 918 RIDGE RD | PVC | copper | no | pex | no | 1" | 2021 | pex | 1" | 2021 | single family | unknown | Unknown | unknown | after 2014 | no | No | Non-Lead | Tier 5 | No | No | No | checked in pit
KS2004510 | 189091900 | 919 RIDGE RD | PVC | copper | no | pex | no | 1" | 2020 | pex | 1" | 2020 | single family | unknown | Unknown | unknown | after 2014 | no | No | Non-Lead | Tier 5 | No | No | No | checked in pit
KS2004510 | 189092000 | 920 RIDGE RD | PVC | copper | no | pex | no | 1" | 2021 | pex | 1" | 2021 | single family | unknown | Unknown | unknown | after 2014 | no | No | Non-Lead | Tier 5 | No | No | No | checked in pit
KS2004510 | 189092100 | 921 RIDGE RD | PVC | copper | no | pex | no | 1" | 2021 | pex | 1" | 2021 | single family | unknown | Unknown | unknown | after 2014 | no | No | Non-Lead | Tier 5 | No | No | No | checked in pit
KS2004510 | 189092200 | 922 RIDGE RD | PVC | copper | no | pex | no | 1" | 2021 | pex | 1" | 2021 | single family | unknown | Unknown | unknown | after 2014 | no | No | Non-Lead | Tier 5 | No | No | No | checked in pit
KS2004510 | 189092300 | 923 RIDGE RD | PVC | copper | no | pex | no | 1" | 2021 | pex | 1" | 2021 | single family | unknown | Unknown | unknown | after 2014 | no | No | Non-Lead | Tier 5 | No | No | No | checked in pit
KS2004510 | 189092400 | 924 RIDGE RD | PVC | copper | no | pex | no | 1" | 2021 | pex | 1" | 2021 | single family | unknown | Unknown | unknown | after 2014 | no | No | Non-Lead | Tier 5 | No | No | No | checked in pit
KS2004510 | 189092500 | 925 RIDGE RD | PVC | copper | no | pex | no | 1" | 2021 | pex | 1" | 2021 | single family | unknown | Unknown | unknown | after 2014 | no | No | Non-Lead | Tier 5 | No | No | No | checked in pit
KS2004510 | 189092600 | 926 RIDGE RD | PVC | copper | no | pex | no | 1" | 2021 | pex | 1" | 2021 | single family | unknown | Unknown | unknown | after 2014 | no | No | Non-Lead | Tier 5 | No | No | No | checked in pit
KS2004510 | 189092800 | 928 RIDGE RD | PVC | copper | no | pex | no | 1" | 2021 | pex | 1" | 2021 | single family | unknown | Unknown | unknown | after 2014 | no | No | Non-Lead | Tier 5 | No | No | No | checked in pit
KS2004510 | 189093000 | 930 RIDGE RD | PVC | copper | no | pex | no | 1" | 2021 | pex | 1" | 2021 | single family | unknown | Unknown | unknown | after 2014 | no | No | Non-Lead | Tier 5 | No | No | No | checked in pit
KS2004510 | 189093200 | 932 RIDGE RD | PVC | copper | no | pex | no | 1" | 2021 | pex | 1" | 2021 | single family | unknown | Unknown | unknown | after 2014 | no | No | Non-Lead | Tier 5 | No | No | No | checked in pit
KS2004510 | 189093400 | 934 RIDGE RD | PVC | copper | no | pex | no | 1" | 2021 | pex | 1" | 2021 | single family | unknown | Unknown | unknown | after 2014 | no | No | Non-Lead | Tier 5 | No | No | No | checked in pit
KS2004510 | 189093401 | 934 RIDGE RD | PVC | copper | no | pex | no | 1" | 2021 | pex | 1" | 2021 | single family | unknown | Unknown | unknown | after 2014 | no | No | Non-Lead | Tier 5 | No | No | No | checked in pit
KS2004510 | 202111000 | 1110 2ND ST | PVC | copper | Unknown | pex | unknown | 3/4" | unknown | pex | 3/4" | unknown | single family | unknown | Unknown | unknown | unknown | unknown | No | Non-Lead | Tier 5 | No | No | No | checked in pit
KS2004510 | 203081405 | 814 3RD ST | PVC | copper | Unknown | pex | unknown | 3/4" | unknown | pex | 3/4" | unknown | single family | unknown | Unknown | unknown | unknown | unknown | No | Non-Lead | Tier 5 | No | No | No | checked in pit
KS2004510 | 203082004 | 820 3RD ST | PVC | copper | Unknown | copper | unknown | 3/4" | unknown | copper | 3/4" | unknown | single family | unknown | Unknown | unknown | unknown | unknown | No | Non-Lead | Tier 5 | No | No | No | checked in pit
KS2004510 | 203101101 | 1011 3RD ST | PVC | copper | Unknown | pex | unknown | 3/4" | unknown | pvc | 3/4" | unknown | single family | unknown | Unknown | unknown | unknown | unknown | No | Non-Lead | Tier 5 | No | No | No | checked in pit
KS2004510 | 204081212 | 812 4TH ST | PVC | copper | Unknown | copper | unknown | 3/4" | unknown | copper | 3/4" | unknown | single family | unknown | Unknown | unknown | unknown | unknown | No | Non-Lead | Tier 5 | No | No | No | checked in pit
KS2004510 | 204081404 | 814 4TH ST | PVC | copper | Unknown | copper | unknown | 3/4" | unknown | copper | 3/4" | unknown | single family | unknown | Unknown | unknown | unknown | unknown | No | Non-Lead | Tier 5 | No | No | No | checked in pit
KS2004510 | 204091801 | 918 4TH ST | PVC | copper | Unknown | pex | unknown | 3/4" | unknown | copper | 3/4" | unknown | single family | unknown | Unknown | unknown | unknown | unknown | No | Non-Lead | Tier 5 | No | No | No | checked in pit
KS2004510 | 204091901 | 919 4TH ST | PVC | copper | Unknown | pex | unknown | 3/4" | unknown | copper | 3/4" | unknown | single family | unknown | Unknown | unknown | unknown | unknown | No | Non-Lead | Tier 5 | No | No | No | checked in pit
KS2004510 | 204092004 | 920 4TH ST | pvc | copper | Unknown | pex | unknown | 1" | unknown | pex | 1" | unknown | single family | unknown | Unknown | unknown | unknown | unknown | No | Non-Lead | Tier 5 | No | No | No | checked in pit
KS2004510 | 204092102 | 921 4TH ST | pvc | copper | Unknown | pex | unknown | 3/4" | unknown | copper | 3/4" | unknown | single family | unknown | Unknown | unknown | unknown | unknown | No | Non-Lead | Tier 5 | No | No | No | checked in pit
KS2004510 | 206130506 | 1305 6TH ST | pvc | copper | Unknown | pex | unknown | 3/4" | unknown | copper | 3/4" | unknown | single family | unknown | Unknown | unknown | unknown | unknown | No | Non-Lead | Tier 5 | No | No | No | checked in pit
KS2004510 | 206141000 | 1410 6TH ST | cip | copper | Unknown | pex | unknown | 3/4" | unknown | pex | 1" | unknown | single family | unknown | Unknown | unknown | unknown | unknown | No | Non-Lead | Tier 5 | No | No | No | checked in pit
KS2004510 | 207122000 | 1220 7TH ST | pvc | copper | Unknown | copper | unknown | 3/4" | unknown | copper | 3/4" | unknown | single family | unknown | Unknown | unknown | unknown | unknown | No | Non-Lead | Tier 5 | No | No | No | checked in pit
KS2004510 | 207130203 | 1302 7TH ST | pvc | copper | Unknown | copper | unknown | 3/4" | unknown | copper | 3/4" | unknown | single family | unknown | Unknown | unknown | unknown | unknown | No | Non-Lead | Tier 5 | No | No | No | checked in pit
KS2004510 | 207130304 | 1303 7TH ST | pvc | copper | Unknown | pex | unknown | 3/4" | unknown | copper | 3/4" | unknown | single family | unknown | Unknown | unknown | unknown | unknown | No | Non-Lead | Tier 5 | No | No | No | checked in pit
KS2004510 | 207131201 | 1312 7TH ST | pvc | copper | Unknown | copper | unknown | 3/4" | unknown | copper | 3/4" | unknown | single family | unknown | Unknown | unknown | unknown | unknown | No | Non-Lead | Tier 5 | No | No | No | checked in pit
KS2004510 | 207131302 | 1313 7TH ST | pvc | copper | Unknown | copper | unknown | 3/4" | unknown | pvc | 3/4" | unknown | single family | unknown | Unknown | unknown | unknown | unknown | No | Non-Lead | Tier 5 | No | No | No | checked in pit
KS2004510 | 207131404 | 1314 7TH ST | pvc | copper | Unknown | copper | unknown | 3/4" | unknown | pvc | 1" | unknown | single family | unknown | Unknown | unknown | unknown | unknown | No | Non-Lead | Tier 5 | No | No | No | checked in pit
KS2004510 | 207131603 | 1316 7TH ST | pvc | copper | Unknown | pex | unknown | 3/4" | unknown | pex | 3/4" | unknown | single family | unknown | Unknown | unknown | unknown | unknown | No | Non-Lead | Tier 5 | No | No | No | checked in pit
KS2004510 | 208121404 | 1214 8TH ST | dip | copper | Unknown | pex | unknown | 3/4" | unknown | pex | 3/4" | unknown | single family | unknown | Unknown | unknown | unknown | unknown | No | Non-Lead | Tier 5 | No | No | No | checked in pit
KS2004510 | 208121500 | 1215 8TH ST | dip | copper | Unknown | copper | unknown | 2" | unknown | copper | 2" | unknown | other | unknown | Unknown | unknown | unknown | unknown | No | Non-Lead | Tier 5 | No | No | No | checked in pit
KS2004510 | 208130306 | 1303 8TH ST | dip | copper | Unknown | pex | unknown | 3/4" | unknown | copper | 3/4" | unknown | single family | unknown | Unknown | unknown | unknown | unknown | No | Non-Lead | Tier 5 | No | No | No | checked in pit
KS2004510 | 208130400 | 1304 8TH ST | dip | copper | Unknown | pex | unknown | 3/4" | unknown | copper | 3/4" | unknown | single family | unknown | Unknown | unknown | unknown | unknown | No | Non-Lead | Tier 5 | No | No | No | checked in pit
KS2004510 | 208130700 | 1307 8TH ST | dip | copper | Unknown | pex | unknown | 3/4" | unknown | copper | 3/4" | unknown | single family | unknown | Unknown | unknown | unknown | unknown | No | Non-Lead | Tier 5 | No | No | No | checked in pit
KS2004510 | 208131303 | 1313 8TH ST | dip | copper | Unknown | pex | unknown | 3/4" | unknown | copper | 3/4" | unknown | single family | unknown | Unknown | unknown | unknown | unknown | No | Non-Lead | Tier 5 | No | No | No | checked in pit
KS2004510 | 208131403 | 1314 8TH ST | dip | copper | Unknown | pex | unknown | 3/4" | unknown | copper | 3/4" | unknown | single family | unknown | Unknown | unknown | unknown | unknown | No | Non-Lead | Tier 5 | No | No | No | checked in pit
KS2004510 | 208131913 | 1319 8TH ST | dip | copper | Unknown | pex | unknown | 3/4" | unknown | copper | 3/4" | unknown | single family | unknown | Unknown | unknown | unknown | unknown | No | Non-Lead | Tier 5 | No | No | No | checked in pit
KS2004510 | 208140204 | 1402 8TH ST | dip | copper | Unknown | pex | unknown | 3/4" | unknown | copper | 3/4" | unknown | single family | unknown | Unknown | unknown | unknown | unknown | No | Non-Lead | Tier 5 | No | No | No | checked in pit
KS2004510 | 208140311 | 1403 8TH ST | dip | copper | Unknown | copper | unknown | 3/4" | unknown | copper | 3/4" | unknown | single family | unknown | Unknown | unknown | unknown | unknown | No | Non-Lead | Tier 5 | No | No | No | checked in pit
KS2004510 | 208141405 | 1414 8TH ST | dip | copper | Unknown | pex | unknown | 3/4" | unknown | copper | 3/4" | unknown | single family | unknown | Unknown | unknown | unknown | unknown | No | Non-Lead | Tier 5 | No | No | No | checked in pit
KS2004510 | 208141806 | 1418 8TH ST | dip | copper | Unknown | pex | unknown | 3/4" | unknown | copper | 3/4" | unknown | single family | unknown | Unknown | unknown | unknown | unknown | No | Non-Lead | Tier 5 | No | No | No | checked in pit
KS2004510 | 208141901 | 1419 8TH ST | dip | copper | Unknown | pex | unknown | 3/4" | unknown | copper | 3/4" | unknown | single family | unknown | Unknown | unknown | unknown | unknown | No | Non-Lead | Tier 5 | No | No | No | checked in pit
KS2004510 | 209122101 | 1221 9TH ST | PVC | copper | Unknown | copper | unknown | 3/4" | unknown | copper | 3/4" | unknown | single family | unknown | Unknown | unknown | unknown | unknown | No | Non-Lead | Tier 5 | No | No | No | checked in pit
KS2004510 | 209130700 | 1307 9TH ST | PVC | copper | Unknown | copper | unknown | 3/4" | unknown | copper | 3/4" | unknown | single family | unknown | Unknown | unknown | unknown | unknown | No | Non-Lead | Tier 5 | No | No | No | checked in pit
KS2004510 | 209131001 | 1310 9TH ST | PVC | copper | Unknown | copper | unknown | 3/4" | unknown | copper | 3/4" | unknown | single family | unknown | Unknown | unknown | unknown | unknown | No | Non-Lead | Tier 5 | No | No | No | checked in pit
KS2004510 | 209131101 | 1311 9TH ST | PVC | copper | Unknown | pex | unknown | 3/4" | unknown | copper | 3/4" | unknown | single family | unknown | Unknown | unknown | unknown | unknown | No | Non-Lead | Tier 5 | No | No | No | checked in pit
KS2004510 | 209131507 | 1315 9TH ST | PVC | copper | Unknown | copper | unknown | 3/4" | unknown | pex | 3/4" | unknown | single family | unknown | Unknown | unknown | unknown | unknown | No | Non-Lead | Tier 5 | No | No | No | checked in pit
KS2004510 | 209140301 | 1403 9TH ST | dip | copper | Unknown | copper | unknown | 3/4" | unknown | copper | 3/4" | unknown | single family | unknown | Unknown | unknown | unknown | unknown | No | Non-Lead | Tier 5 | No | No | No | checked in pit
KS2004510 | 210121601 | 1216 10TH ST | PVC | copper | Unknown | pex | unknown | 3/4" | unknown | copper | 3/4" | unknown | single family | unknown | Unknown | unknown | unknown | unknown | No | Non-Lead | Tier 5 | No | No | No | checked in pit
KS2004510 | 210130501 | 1305 10TH ST | PVC | copper | Unknown | copper | unknown | 3/4" | unknown | copper | 3/4" | unknown | single family | unknown | Unknown | unknown | unknown | unknown | No | Non-Lead | Tier 5 | No | No | No | checked in pit
KS2004510 | 210131504 | 1315 10TH ST | PVC | copper | Unknown | copper | unknown | 3/4" | unknown | copper | 3/4" | unknown | single family | unknown | Unknown | unknown | unknown | unknown | No | Non-Lead | Tier 5 | No | No | No | checked in pit
KS2004510 | 210140500 | 1405 10TH ST | PVC | copper | Unknown | copper | unknown | 3/4" | unknown | copper | 3/4" | unknown | single family | unknown | Unknown | unknown | unknown | unknown | No | Non-Lead | Tier 5 | No | No | No | checked in pit
KS2004510 | 210141102 | 1411 10TH ST | PVC | copper | Unknown | copper | unknown | 3/4" | unknown | copper | 3/4" | unknown | single family | unknown | Unknown | unknown | unknown | unknown | No | Non-Lead | Tier 5 | No | No | No | checked in pit
KS2004510 | 210141702 | 1417 10TH ST | PVC | copper | Unknown | copper | unknown | 3/4" | unknown | copper | 3/4" | unknown | single family | unknown | Unknown | unknown | unknown | unknown | No | Non-Lead | Tier 5 | No | No | No | checked in pit
KS2004510 | 237010300 | 103 HIGH ST | PVC | copper | Unknown | pex | unknown | 3/4" | unknown | pex | 3/4" | unknown | single family | unknown | Unknown | unknown | unknown | unknown | No | Non-Lead | Tier 5 | No | No | No | checked in pit
KS2004510 | 237010700 | 111 HIGH ST | PVC | copper | Unknown | pex | unknown | 3/4" | unknown | copper | 3/4" | unknown | single family | unknown | Unknown | unknown | unknown | unknown | No | Non-Lead | Tier 5 | No | No | No | checked in pit
KS2004510 | 237020503 | 205 HIGH ST | PVC | copper | Unknown | copper | unknown | 3/4" | unknown | copper | 3/4" | unknown | single family | unknown | Unknown | unknown | unknown | unknown | No | Non-Lead | Tier 5 | No | No | No | checked in pit
KS2004510 | 237021301 | 213 HIGH ST | PVC | copper | Unknown | copper | unknown | 3/4" | unknown | copper | 3/4" | unknown | single family | unknown | Unknown | unknown | unknown | unknown | No | Non-Lead | Tier 5 | No | No | No | checked in pit
KS2004510 | 237021702 | 217 HIGH ST | PVC | copper | Unknown | copper | unknown | 3/4" | unknown | copper | 3/4" | unknown | single family | unknown | Unknown | unknown | unknown | unknown | No | Non-Lead | Tier 5 | No | No | No | checked in pit
KS2004510 | 237022104 | 221 HIGH ST | PVC | copper | Unknown | copper | unknown | 3/4" | unknown | copper | 3/4" | unknown | single family | unknown | Unknown | unknown | unknown | unknown | No | Non-Lead | Tier 5 | No | No | No | checked in pit
KS2004510 | 237030306 | 303 HIGH ST | cip | copper | Unknown | pex | unknown | 3/4" | unknown | copper | 3/4" | unknown | single family | unknown | Unknown | unknown | unknown | unknown | No | Non-Lead | Tier 5 | No | No | No | checked in pit
KS2004510 | 237031302 | 313 HIGH ST | cip | copper | Unknown | pex | unknown | 3/4" | unknown | copper | 3/4" | unknown | single family | unknown | Unknown | unknown | unknown | unknown | No | Non-Lead | Tier 5 | No | No | No | checked in pit
KS2004510 | 237032108 | 321 HIGH ST | cip | copper | Unknown | pex | unknown | 3/4" | unknown | pvc | 1" | unknown | single family | unknown | Unknown | unknown | unknown | unknown | No | Non-Lead | Tier 5 | No | No | No | checked in pit
KS2004510 | 237032501 | 325 HIGH ST | cip | copper | Unknown | pex | unknown | 3/4" | unknown | copper | 3/4" | unknown | single family | unknown | Unknown | unknown | unknown | unknown | No | Non-Lead | Tier 5 | No | No | No | checked in pit
KS2004510 | 237032901 | 329 HIGH ST | cip | copper | Unknown | copper | unknown | 3/4" | unknown | copper | 3/4" | unknown | single family | unknown | Unknown | unknown | unknown | unknown | No | Non-Lead | Tier 5 | No | No | No | checked in pit
KS2004510 | 237033700 | 337 HIGH ST | cip | copper | Unknown | copper | unknown | 3/4" | unknown | copper | 3/4" | unknown | single family | unknown | Unknown | unknown | unknown | unknown | No | Non-Lead | Tier 5 | No | No | No | checked in pit
KS2004510 | 238031201 | 312 INDIANA ST | PVC | copper | Unknown | pex | unknown | 3/4" | unknown | copper | 3/4" | unknown | single family | unknown | Unknown | unknown | unknown | unknown | No | Non-Lead | Tier 5 | No | No | No | checked in pit
KS2004510 | 238031704 | 317 INDIANA ST | PVC | copper | Unknown | pex | unknown | 3/4" | unknown | pex | 3/4" | unknown | single family | unknown | Unknown | unknown | unknown | unknown | No | Non-Lead | Tier 5 | No | No | No | checked in pit
KS2004510 | 238031900 | 319 INDIANA ST | pvc | copper | Unknown | pex | unknown | 3/4" | unknown | pex | 1" | unknown | single family | unknown | Unknown | unknown | unknown | unknown | No | Non-Lead | Tier 5 | No | No | No | checked in pit
KS2004510 | 238032001 | 320 INDIANA ST | pvc | copper | Unknown | copper | unknown | 3/4" | unknown | copper | 3/4" | unknown | single family | unknown | Unknown | unknown | unknown | unknown | No | Non-Lead | Tier 5 | No | No | No | checked in pit
KS2004510 | 238032100 | 321 INDIANA ST | pvc | copper | Unknown | pvc | unknown | 3/4" | unknown | copper | 3/4" | unknown | single family | unknown | Unknown | unknown | unknown | unknown | No | Non-Lead | Tier 5 | No | No | No | checked in pit
KS2004510 | 238032302 | 323 INDIANA ST | pvc | copper | Unknown | pvc | unknown | 3/4" | unknown | copper | 3/4" | unknown | single family | unknown | Unknown | unknown | unknown | unknown | No | Non-Lead | Tier 5 | No | No | No | checked in pit
KS2004510 | 238032602 | 326 INDIANA ST | pvc | copper | Unknown | pex | unknown | 3/4" | unknown | copper | 3/4" | unknown | single family | unknown | Unknown | unknown | unknown | unknown | No | Non-Lead | Tier 5 | No | No | No | checked in pit
KS2004510 | 238033201 | 332 INDIANA ST | pvc | copper | Unknown | copper | unknown | 3/4" | unknown | pvc | 3/4" | unknown | single family | unknown | Unknown | unknown | unknown | unknown | No | Non-Lead | Tier 5 | No | No | No | checked in pit
KS2004510 | 239022500 | 225 JERSEY ST | pvc | copper | Unknown | copper | unknown | 3/4" | unknown | copper | 3/4" | unknown | single family | unknown | Unknown | unknown | unknown | unknown | No | Non-Lead | Tier 5 | No | No | No | checked in pit
KS2004510 | 239022800 | 228 JERSEY ST | pvc | copper | Unknown | pex | unknown | 3/4" | unknown | pvc | 1" | unknown | single family | unknown | Unknown | unknown | unknown | unknown | No | Non-Lead | Tier 5 | No | No | No | checked in pit
KS2004510 | 240020600 | 206 KING ST | pvc | copper | Unknown | copper | unknown | 3/4" | unknown | copper | 3/4" | unknown | single family | unknown | Unknown | unknown | unknown | unknown | No | Non-Lead | Tier 5 | No | No | No | checked in pit
KS2004510 | 240021002 | 210 KING ST | pvc | copper | Unknown | copper | unknown | 3/4" | unknown | pex | 3/4" | unknown | single family | unknown | Unknown | unknown | unknown | unknown | No | Non-Lead | Tier 5 | No | No | No | checked in pit
KS2004510 | 240021300 | 213 KING ST | pvc | copper | Unknown | copper | unknown | 3/4" | unknown | copper | 3/4" | unknown | single family | unknown | Unknown | unknown | unknown | unknown | No | Non-Lead | Tier 5 | No | No | No | checked in pit
KS2004510 | 240021405 | 214 KING ST | PVC | copper | Unknown | copper | unknown | 3/4" | unknown | copper | 3/4" | unknown | single family | unknown | Unknown | unknown | unknown | unknown | No | Non-Lead | Tier 5 | No | No | No | checked in pit
KS2004510 | 240021805 | 218 KING ST | PVC | copper | Unknown | copper | unknown | 3/4" | unknown | copper | 3/4" | unknown | single family | unknown | Unknown | unknown | unknown | unknown | No | Non-Lead | Tier 5 | No | No | No | checked in pit
KS2004510 | 240022204 | 222 KING ST | PVC | copper | Unknown | copper | unknown | 3/4" | unknown | copper | 3/4" | unknown | single family | unknown | Unknown | unknown | unknown | unknown | No | Non-Lead | Tier 5 | No | No | No | checked in pit
KS2004510 | 240022512 | 225 KING ST | PVC | copper | Unknown | copper | unknown | 3/4" | unknown | copper | 3/4" | unknown | single family | unknown | Unknown | unknown | unknown | unknown | No | Non-Lead | Tier 5 | No | No | No | checked in pit
KS2004510 | 240022601 | 226 KING ST | PVC | copper | Unknown | copper | unknown | 3/4" | unknown | copper | 3/4" | unknown | single family | unknown | Unknown | unknown | unknown | unknown | No | Non-Lead | Tier 5 | No | No | No | checked in pit
KS2004510 | 240022703 | 227 KING ST | PVC | copper | Unknown | pex | unknown | 3/4" | unknown | copper | 3/4" | unknown | single family | unknown | Unknown | unknown | unknown | unknown | No | Non-Lead | Tier 5 | No | No | No | checked in pit
KS2004510 | 240023104 | 231 KING ST | PVC | copper | Unknown | pex | unknown | 3/4" | unknown | copper | 3/4" | unknown | single family | unknown | Unknown | unknown | unknown | unknown | No | Non-Lead | Tier 5 | No | No | No | checked in pit
KS2004510 | 240023200 | 232 KING ST | PVC | copper | Unknown | copper | unknown | 3/4" | unknown | pex | 3/4" | unknown | single family | unknown | Unknown | unknown | unknown | unknown | No | Non-Lead | Tier 5 | No | No | No | checked in pit
KS2004510 | 241020401 | 204 LINCOLN ST | PVC | copper | Unknown | pex | unknown | 3/4" | unknown | copper | 3/4" | unknown | single family | unknown | Unknown | unknown | unknown | unknown | No | Non-Lead | Tier 5 | No | No | No | checked in pit
KS2004510 | 241020902 | 209 LINCOLN ST | PVC | copper | Unknown | copper | unknown | 3/4" | unknown | pex | 3/4" | unknown | single family | unknown | Unknown | unknown | unknown | unknown | No | Non-Lead | Tier 5 | No | No | No | checked in pit
KS2004510 | 241021502 | 215 LINCOLN ST | PVC | copper | Unknown | copper | unknown | 3/4" | unknown | copper | 3/4" | unknown | single family | unknown | Unknown | unknown | unknown | unknown | No | Non-Lead | Tier 5 | No | No | No | checked in pit
KS2004510 | 241022400 | 224 LINCOLN ST | PVC | copper | Unknown | pex | unknown | 3/4" | unknown | copper | 3/4" | unknown | single family | unknown | Unknown | unknown | unknown | unknown | No | Non-Lead | Tier 5 | No | No | No | checked in pit
KS2004510 | 241022600 | 226 LINCOLN ST | PVC | copper | Unknown | pex | unknown | 3/4" | unknown | copper | 3/4" | unknown | single family | unknown | Unknown | unknown | unknown | unknown | No | Non-Lead | Tier 5 | No | No | No | checked in pit
KS2004510 | 241022702 | 233 LINCOLN ST | PVC | copper | Unknown | copper | unknown | 3/4" | unknown | pvc | 3/4" | unknown | single family | unknown | Unknown | unknown | unknown | unknown | No | Non-Lead | Tier 5 | No | No | No | checked in pit
KS2004510 | 241022900 | 220 LINCOLN ST | PVC | copper | Unknown | copper | unknown | 3/4" | unknown | copper | 3/4" | unknown | single family | unknown | Unknown | unknown | unknown | unknown | No | Non-Lead | Tier 5 | No | No | No | checked in pit
KS2004510 | 241023303 | 235 LINCOLN ST | PVC | copper | Unknown | copper | unknown | 3/4" | unknown | copper | 3/4" | unknown | single family | unknown | Unknown | unknown | unknown | unknown | No | Non-Lead | Tier 5 | No | No | No | checked in pit
KS2004510 | 241023406 | 234 LINCOLN ST | PVC | copper | Unknown | copper | unknown | 3/4" | unknown | copper | 3/4" | unknown | single family | unknown | Unknown | unknown | unknown | unknown | No | Non-Lead | Tier 5 | No | No | No | checked in pit
KS2004510 | 241023701 | 237 LINCOLN ST | PVC | copper | Unknown | Other Non Lead | unknown | 3/4" | unknown | copper | 3/4" | unknown | single family | unknown | Unknown | unknown | unknown | unknown | No | Non-Lead | Tier 5 | No | No | No | checked in pit
KS2004510 | 242060202 | 602 MONROE ST | PVC | copper | Unknown | copper | unknown | 3/4" | unknown | pex | 3/4" | unknown | single family | unknown | Unknown | unknown | unknown | unknown | No | Non-Lead | Tier 5 | No | No | No | checked in pit
KS2004510 | 242060320 | 603 MONROE ST | PVC | copper | Unknown | pex | unknown | 3/4" | unknown | pex | 3/4" | unknown | single family | unknown | Unknown | unknown | unknown | unknown | No | Non-Lead | Tier 5 | No | No | No | checked in pit
KS2004510 | 242070403 | 704 MONROE ST | PVC | copper | Unknown | copper | unknown | 3/4" | unknown | copper | 3/4" | unknown | single family | unknown | Unknown | unknown | unknown | unknown | No | Non-Lead | Tier 5 | No | No | No | checked in pit
KS2004510 | 242071100 | 711 MONROE ST | PVC | copper | Unknown | pex | unknown | 3/4" | unknown | pex | 3/4" | unknown | single family | unknown | Unknown | unknown | unknown | unknown | No | Non-Lead | Tier 5 | No | No | No | checked in pit
KS2004510 | 242071403 | 714 MONROE ST | PVC | copper | Unknown | copper | unknown | 3/4" | unknown | copper | 3/4" | unknown | single family | unknown | Unknown | unknown | unknown | unknown | No | Non-Lead | Tier 5 | No | No | No | checked in pit
KS2004510 | 242081311 | 813 MONROE ST | PVC | copper | Unknown | copper | unknown | 3/4" | unknown | copper | 3/4" | unknown | single family | unknown | Unknown | unknown | unknown | unknown | No | Non-Lead | Tier 5 | No | No | No | checked in pit
KS2004510 | 242081523 | 815 MONROE ST | PVC | copper | Unknown | copper | unknown | 3/4" | unknown | copper | 3/4" | unknown | single family | unknown | Unknown | unknown | unknown | unknown | No | Non-Lead | Tier 5 | No | No | No | checked in pit
KS2004510 | 242082102 | 821 MONROE ST | PVC | copper | Unknown | copper | unknown | 3/4" | unknown | copper | 3/4" | unknown | single family | unknown | Unknown | unknown | unknown | unknown | No | Non-Lead | Tier 5 | No | No | No | checked in pit
KS2004510 | 242091002 | 910 MONROE ST | PVC | copper | Unknown | copper | unknown | 3/4" | unknown | copper | 3/4" | unknown | single family | unknown | Unknown | unknown | unknown | unknown | No | Non-Lead | Tier 5 | No | No | No | checked in pit
KS2004510 | 243060602 | 606 NEWTON ST | cip | copper | Unknown | copper | unknown | 3/4" | unknown | pex | 3/4" | unknown | single family | unknown | Unknown | unknown | unknown | unknown | No | Non-Lead | Tier 5 | No | No | No | checked in pit
KS2004510 | 243070209 | 702 NEWTON ST | cip | copper | Unknown | copper | unknown | 3/4" | unknown | copper | 3/4" | unknown | single family | unknown | Unknown | unknown | unknown | unknown | No | Non-Lead | Tier 5 | No | No | No | checked in pit
KS2004510 | 243070300 | 703 NEWTON ST | cip | copper | Unknown | copper | unknown | 3/4" | unknown | copper | 3/4" | unknown | single family | unknown | Unknown | unknown | unknown | unknown | No | Non-Lead | Tier 5 | No | No | No | checked in pit
KS2004510 | 243070408 | 706 NEWTON ST | cip | copper | Unknown | copper | unknown | 3/4" | unknown | copper | 3/4" | unknown | single family | unknown | Unknown | unknown | unknown | unknown | No | Non-Lead | Tier 5 | No | No | No | checked in pit
KS2004510 | 243070702 | 707 NEWTON ST | cip | copper | Unknown | copper | unknown | 3/4" | unknown | copper | 3/4" | unknown | single family | unknown | Unknown | unknown | unknown | unknown | No | Non-Lead | Tier 5 | No | No | No | checked in pit
KS2004510 | 243081704 | 817 NEWTON ST | cip | copper | Unknown | copper | unknown | 3/4" | unknown | copper | 3/4" | unknown | single family | unknown | Unknown | unknown | unknown | unknown | No | Non-Lead | Tier 5 | No | No | No | checked in pit
KS2004510 | 243082000 | 820 NEWTON ST | cip | copper | Unknown | copper | unknown | 3/4" | unknown | pex | 3/4" | unknown | single family | unknown | Unknown | unknown | unknown | unknown | No | Non-Lead | Tier 5 | No | No | No | checked in pit
KS2004510 | 243082105 | 821 NEWTON ST | cip | copper | Unknown | copper | unknown | 3/4" | unknown | copper | 3/4" | unknown | single family | unknown | Unknown | unknown | unknown | unknown | No | Non-Lead | Tier 5 | No | No | No | checked in pit
KS2004510 | 244031900 | 319 ORANGE ST | cip | copper | Unknown | copper | unknown | 3/4" | unknown | copper | 3/4" | unknown | single family | unknown | Unknown | unknown | unknown | unknown | No | Non-Lead | Tier 5 | No | No | No | checked in pit
KS2004510 | 244040000 | 400 ORANGE ST | cip | copper | Unknown | copper | unknown | 3/4" | u2013 | copper | 3/4" | 2013 | other | unknown | Unknown | unknown | between 1989 and 2014 | unknown | No | Non-Lead | Tier 5 | No | No | No | checked in pit
KS2004510 | 244040000 | 400 ORANGE ST | cip | copper | Unknown | copper | unknown | 3/4" | 2013 | copper | 3/4" | 2013 | other | unknown | Unknown | unknown | between 1989 and 2014 | unknown | No | Non-Lead | Tier 5 | No | No | No | checked in pit
KS2004510 | 244040205 | 402 ORANGE ST | cip | copper | Unknown | copper | unknown | 3/4" | unknown | copper | 3/4" | unknown | single family | unknown | Unknown | unknown | unknown | unknown | No | Non-Lead | Tier 5 | No | No | No | checked in pit
KS2004510 | 244040802 | 408 ORANGE ST | cip | copper | Unknown | copper | unknown | 3/4" | unknown | copper | 3/4" | unknown | single family | unknown | Unknown | unknown | unknown | unknown | No | Non-Lead | Tier 5 | No | No | No | checked in pit
KS2004510 | 244041002 | 410 ORANGE ST | cip | copper | Unknown | copper | unknown | 3/4" | unknown | copper | 3/4" | unknown | single family | unknown | Unknown | unknown | unknown | unknown | No | Non-Lead | Tier 5 | No | No | No | checked in pit
KS2004510 | 244071900 | 719 ORANGE ST | dip | copper | Unknown | pex | unknown | 3/4" | 1998 | copper | 3/4" | 1998 | single family | unknown | Unknown | unknown | between 1989 and 2014 | unknown | No | Non-Lead | Tier 5 | No | No | No | checked in pit
KS2004510 | 244080102 | 801 ORANGE ST | dip | copper | Unknown | pex | unknown | 3/4" | unknown | copper | 3/4" | unknown | single family | unknown | Unknown | unknown | unknown | unknown | No | Non-Lead | Tier 5 | No | No | No | checked in pit
KS2004510 | 244080500 | 805 ORANGE ST | dip | copper | Unknown | pex | unknown | 3/4" | 1994 | copper | 3/4" | 1994 | single family | unknown | Unknown | unknown | between 1989 and 2014 | unknown | No | Non-Lead | Tier 5 | No | No | No | checked in pit
KS2004510 | 244080908 | 809 ORANGE ST | dip | copper | Unknown | pex | unknown | 3/4" | unknown | copper | 3/4" | unknown | single family | unknown | Unknown | unknown | unknown | unknown | No | Non-Lead | Tier 5 | No | No | No | checked in pit
KS2004510 | 244081709 | 813 ORANGE ST | dip | copper | Unknown | pex | unknown | 3/4" | unknown | copper | 3/4" | unknown | single family | unknown | Unknown | unknown | unknown | unknown | No | Non-Lead | Tier 5 | No | No | No | checked in pit
KS2004510 | 244081801 | 818 ORANGE ST | dip | copper | Unknown | pex | unknown | 3/4" | unknown | copper | 3/4" | unknown | single family | unknown | Unknown | unknown | unknown | unknown | No | Non-Lead | Tier 5 | No | No | No | checked in pit
KS2004510 | 244090100 | 901 ORANGE ST | pvc | copper | Unknown | copper | unknown | 3/4" | 1994 | copper | 3/4" | 1994 | single family | unknown | Unknown | unknown | between 1989 and 2014 | unknown | No | Non-Lead | Tier 5 | No | No | No | checked in pit
KS2004510 | 244090406 | 904 ORANGE ST | pvc | copper | Unknown | copper | unknown | 3/4" | 2002 | copper | 3/4" | 2002 | single family | unknown | Unknown | unknown | between 1989 and 2014 | unknown | No | Non-Lead | Tier 5 | No | No | No | checked in pit
KS2004510 | 244090502 | 905 ORANGE ST | pvc | copper | Unknown | copper | unknown | 3/4" | unknown | copper | 3/4" | unknown | single family | unknown | Unknown | unknown | unknown | unknown | No | Non-Lead | Tier 5 | No | No | No | checked in pit
KS2004510 | 244090601 | 908 ORANGE ST (WATER) | PVC | copper | Unknown | copper | unknown | 3/4" | 2002 | copper | 3/4" | 2002 | single family | unknown | Unknown | unknown | between 1989 and 2014 | unknown | No | Non-Lead | Tier 5 | No | No | No | checked in pit
KS2004510 | 244090903 | 909 ORANGE ST | PVC | copper | Unknown | copper | unknown | 3/4" | unknown | copper | 3/4" | unknown | single family | unknown | Unknown | unknown | unknown | unknown | No | Non-Lead | Tier 5 | No | No | No | checked in pit
KS2004510 | 244091100 | 911 ORANGE ST | PVC | copper | Unknown | copper | unknown | 3/4" | unknown | copper | 3/4" | unknown | single family | unknown | Unknown | unknown | unknown | unknown | No | Non-Lead | Tier 5 | No | No | No | checked in pit
KS2004510 | 244091601 | 912 ORANGE ST | PVC | copper | Unknown | copper | unknown | 3/4" | unknown | copper | 3/4" | unknown | single family | unknown | Unknown | unknown | unknown | unknown | No | Non-Lead | Tier 5 | No | No | No | checked in pit
KS2004510 | 244100100 | 1001 ORANGE ST | PVC | copper | Unknown | copper | unknown | 3/4" | unknown | copper | 3/4" | unknown | single family | unknown | Unknown | unknown | unknown | unknown | No | Non-Lead | Tier 5 | No | No | No | checked in pit
KS2004510 | 244101500 | 1015 ORANGE ST | PVC | copper | Unknown | pex | unknown | 2" | 2018 | pex | 2" | 2018 | other | unknown | Unknown | unknown | after 2014 | no | No | Non-Lead | Tier 5 | No | No | No | checked in pit
KS2004510 | 244110000 | 1100 ORANGE ST PP #2 | PVC | copper | Unknown | pvc | unknown | 2" | 2004 | pvc | 2" | 2004 | other | unknown | Unknown | unknown | between 1989 and 2014 | unknown | No | Non-Lead | Tier 5 | No | No | No | checked in pit
[19 empty] | Yes | Lead | Tier 5 | Yes | Yes | Yes
[19 empty] | Yes | Lead | Tier 5 | Yes | Yes | Yes
[19 empty] | Yes | Lead | Tier 5 | Yes | Yes | Yes
[19 empty] | Yes | Lead | Tier 5 | Yes | Yes | Yes
[19 empty] | Yes | Lead | Tier 5 | Yes | Yes | Yes
[19 empty] | Yes | Lead | Tier 5 | Yes | Yes | Yes
[19 empty] | Yes | Lead | Tier 5 | Yes | Yes | Yes
[19 empty] | Yes | Lead | Tier 5 | Yes | Yes | Yes
[19 empty] | Yes | Lead | Tier 5 | Yes | Yes | Yes
[19 empty] | Yes | Lead | Tier 5 | Yes | Yes | Yes
[19 empty] | Yes | Lead | Tier 5 | Yes | Yes | Yes
[19 empty] | Yes | Lead | Tier 5 | Yes | Yes | Yes
[19 empty] | Yes | Lead | Tier 5 | Yes | Yes | Yes
[19 empty] | Yes | Lead | Tier 5 | Yes | Yes | Yes
[19 empty] | Yes | Lead | Tier 5 | Yes | Yes | Yes
[19 empty] | Yes | Lead | Tier 5 | Yes | Yes | Yes
[19 empty] | Yes | Lead | Tier 5 | Yes | Yes | Yes
[19 empty] | Yes | Lead | Tier 5 | Yes | Yes | Yes
[19 empty] | Yes | Lead | Tier 5 | Yes | Yes | Yes
[19 empty] | Yes | Lead | Tier 5 | Yes | Yes | Yes
[19 empty] | Yes | Lead | Tier 5 | Yes | Yes | Yes
[19 empty] | Yes | Lead | Tier 5 | Yes | Yes | Yes
[19 empty] | Yes | Lead | Tier 5 | Yes | Yes | Yes
[19 empty] | Yes | Lead | Tier 5 | Yes | Yes | Yes
[19 empty] | Yes | Lead | Tier 5 | Yes | Yes | Yes
[19 empty] | Yes | Lead | Tier 5 | Yes | Yes | Yes
[19 empty] | Yes | Lead | Tier 5 | Yes | Yes | Yes
[19 empty] | Yes | Lead | Tier 5 | Yes | Yes | Yes
[19 empty] | Yes | Lead | Tier 5 | Yes | Yes | Yes
[19 empty] | Yes | Lead | Tier 5 | Yes | Yes | Yes
[19 empty] | Yes | Lead | Tier 5 | Yes | Yes | Yes
[19 empty] | Yes | Lead | Tier 5 | Yes | Yes | Yes
[19 empty] | Yes | Lead | Tier 5 | Yes | Yes | Yes
[19 empty] | Yes | Lead | Tier 5 | Yes | Yes | Yes
[19 empty] | Yes | Lead | Tier 5 | Yes | Yes | Yes
[19 empty] | Yes | Lead | Tier 5 | Yes | Yes | Yes
[19 empty] | Yes | Lead | Tier 5 | Yes | Yes | Yes
[19 empty] | Yes | Lead | Tier 5 | Yes | Yes | Yes
[19 empty] | Yes | Lead | Tier 5 | Yes | Yes | Yes
[19 empty] | Yes | Lead | Tier 5 | Yes | Yes | Yes
[19 empty] | Yes | Lead | Tier 5 | Yes | Yes | Yes
[19 empty] | Yes | Lead | Tier 5 | Yes | Yes | Yes
[19 empty] | Yes | Lead | Tier 5 | Yes | Yes | Yes
[19 empty] | Yes | Lead | Tier 5 | Yes | Yes | Yes
[19 empty] | Yes | Lead | Tier 5 | Yes | Yes | Yes
[19 empty] | Yes | Lead | Tier 5 | Yes | Yes | Yes
[19 empty] | Yes | Lead | Tier 5 | Yes | Yes | Yes
[19 empty] | Yes | Lead | Tier 5 | Yes | Yes | Yes
[19 empty] | Yes | Lead | Tier 5 | Yes | Yes | Yes
[19 empty] | Yes | Lead | Tier 5 | Yes | Yes | Yes
[19 empty] | Yes | Lead | Tier 5 | Yes | Yes | Yes
[19 empty] | Yes | Lead | Tier 5 | Yes | Yes | Yes
[19 empty] | Yes | Lead | Tier 5 | Yes | Yes | Yes
[19 empty] | Yes | Lead | Tier 5 | Yes | Yes | Yes
[19 empty] | Yes | Lead | Tier 5 | Yes | Yes | Yes
[19 empty] | Yes | Lead | Tier 5 | Yes | Yes | Yes
[19 empty] | Yes | Lead | Tier 5 | Yes | Yes | Yes
[19 empty] | Yes | Lead | Tier 5 | Yes | Yes | Yes
[19 empty] | Yes | Lead | Tier 5 | Yes | Yes | Yes
[19 empty] | Yes | Lead | Tier 5 | Yes | Yes | Yes
[19 empty] | Yes | Lead | Tier 5 | Yes | Yes | Yes
[19 empty] | Yes | Lead | Tier 5 | Yes | Yes | Yes
[19 empty] | Yes | Lead | Tier 5 | Yes | Yes | Yes
[19 empty] | Yes | Lead | Tier 5 | Yes | Yes | Yes
[19 empty] | Yes | Lead | Tier 5 | Yes | Yes | Yes
[19 empty] | Yes | Lead | Tier 5 | Yes | Yes | Yes
[19 empty] | Yes | Lead | Tier 5 | Yes | Yes | Yes
[19 empty] | Yes | Lead | Tier 5 | Yes | Yes | Yes
[19 empty] | Yes | Lead | Tier 5 | Yes | Yes | Yes
[19 empty] | Yes | Lead | Tier 5 | Yes | Yes | Yes
[19 empty] | Yes | Lead | Tier 5 | Yes | Yes | Yes
[19 empty] | Yes | Lead | Tier 5 | Yes | Yes | Yes
[19 empty] | Yes | Lead | Tier 5 | Yes | Yes | Yes
[19 empty] | Yes | Lead | Tier 5 | Yes | Yes | Yes
[19 empty] | Yes | Lead | Tier 5 | Yes | Yes | Yes
[19 empty] | Yes | Lead | Tier 5 | Yes | Yes | Yes
[19 empty] | Yes | Lead | Tier 5 | Yes | Yes | Yes
[19 empty] | Yes | Lead | Tier 5 | Yes | Yes | Yes
[19 empty] | Yes | Lead | Tier 5 | Yes | Yes | Yes
[19 empty] | Yes | Lead | Tier 5 | Yes | Yes | Yes
[19 empty] | Yes | Lead | Tier 5 | Yes | Yes | Yes
[19 empty] | Yes | Lead | Tier 5 | Yes | Yes | Yes
[19 empty] | Yes | Lead | Tier 5 | Yes | Yes | Yes
[19 empty] | Yes | Lead | Tier 5 | Yes | Yes | Yes
[19 empty] | Yes | Lead | Tier 5 | Yes | Yes | Yes
[19 empty] | Yes | Lead | Tier 5 | Yes | Yes | Yes
[19 empty] | Yes | Lead | Tier 5 | Yes | Yes | Yes
[19 empty] | Yes | Lead | Tier 5 | Yes | Yes | Yes
[19 empty] | Yes | Lead | Tier 5 | Yes | Yes | Yes
[19 empty] | Yes | Lead | Tier 5 | Yes | Yes | Yes
[19 empty] | Yes | Lead | Tier 5 | Yes | Yes | Yes
[19 empty] | Yes | Lead | Tier 5 | Yes | Yes | Yes
[19 empty] | Yes | Lead | Tier 5 | Yes | Yes | Yes
[19 empty] | Yes | Lead | Tier 5 | Yes | Yes | Yes
[19 empty] | Yes | Lead | Tier 5 | Yes | Yes | Yes
[19 empty] | Yes | Lead | Tier 5 | Yes | Yes | Yes
[19 empty] | Yes | Lead | Tier 5 | Yes | Yes | Yes
[19 empty] | Yes | Lead | Tier 5 | Yes | Yes | Yes
[19 empty] | Yes | Lead | Tier 5 | Yes | Yes | Yes
[19 empty] | Yes | Lead | Tier 5 | Yes | Yes | Yes
[19 empty] | Yes | Lead | Tier 5 | Yes | Yes | Yes
[19 empty] | Yes | Lead | Tier 5 | Yes | Yes | Yes
[19 empty] | Yes | Lead | Tier 5 | Yes | Yes | Yes
[19 empty] | Yes | Lead | Tier 5 | Yes | Yes | Yes
[19 empty] | Yes | Lead | Tier 5 | Yes | Yes | Yes
[19 empty] | Yes | Lead | Tier 5 | Yes | Yes | Yes
[19 empty] | Yes | Lead | Tier 5 | Yes | Yes | Yes
[19 empty] | Yes | Lead | Tier 5 | Yes | Yes | Yes
[19 empty] | Yes | Lead | Tier 5 | Yes | Yes | Yes
[19 empty] | Yes | Lead | Tier 5 | Yes | Yes | Yes
[19 empty] | Yes | Lead | Tier 5 | Yes | Yes | Yes
[19 empty] | Yes | Lead | Tier 5 | Yes | Yes | Yes
[19 empty] | Yes | Lead | Tier 5 | Yes | Yes | Yes
[19 empty] | Yes | Lead | Tier 5 | Yes | Yes | Yes
[19 empty] | Yes | Lead | Tier 5 | Yes | Yes | Yes
[19 empty] | Yes | Lead | Tier 5 | Yes | Yes | Yes
[19 empty] | Yes | Lead | Tier 5 | Yes | Yes | Yes
[19 empty] | Yes | Lead | Tier 5 | Yes | Yes | Yes
[19 empty] | Yes | Lead | Tier 5 | Yes | Yes | Yes
[19 empty] | Yes | Lead | Tier 5 | Yes | Yes | Yes
[19 empty] | Yes | Lead | Tier 5 | Yes | Yes | Yes
[19 empty] | Yes | Lead | Tier 5 | Yes | Yes | Yes
[19 empty] | Yes | Lead | Tier 5 | Yes | Yes | Yes
[19 empty] | Yes | Lead | Tier 5 | Yes | Yes | Yes
[19 empty] | Yes | Lead | Tier 5 | Yes | Yes | Yes
[19 empty] | Yes | Lead | Tier 5 | Yes | Yes | Yes
[19 empty] | Yes | Lead | Tier 5 | Yes | Yes | Yes
[19 empty] | Yes | Lead | Tier 5 | Yes | Yes | Yes
[19 empty] | Yes | Lead | Tier 5 | Yes | Yes | Yes
[19 empty] | Yes | Lead | Tier 5 | Yes | Yes | Yes
[19 empty] | Yes | Lead | Tier 5 | Yes | Yes | Yes
[19 empty] | Yes | Lead | Tier 5 | Yes | Yes | Yes
[19 empty] | Yes | Lead | Tier 5 | Yes | Yes | Yes
[19 empty] | Yes | Lead | Tier 5 | Yes | Yes | Yes
[19 empty] | Yes | Lead | Tier 5 | Yes | Yes | Yes
[19 empty] | Yes | Lead | Tier 5 | Yes | Yes | Yes
[19 empty] | Yes | Lead | Tier 5 | Yes | Yes | Yes
[19 empty] | Yes | Lead | Tier 5 | Yes | Yes | Yes
[19 empty] | Yes | Lead | Tier 5 | Yes | Yes | Yes
[19 empty] | Yes | Lead | Tier 5 | Yes | Yes | Yes
[19 empty] | Yes | Lead | Tier 5 | Yes | Yes | Yes
[19 empty] | Yes | Lead | Tier 5 | Yes | Yes | Yes
[19 empty] | Yes | Lead | Tier 5 | Yes | Yes | Yes
[19 empty] | Yes | Lead | Tier 5 | Yes | Yes | Yes
[19 empty] | Yes | Lead | Tier 5 | Yes | Yes | Yes
[19 empty] | Yes | Lead | Tier 5 | Yes | Yes | Yes
[19 empty] | Yes | Lead | Tier 5 | Yes | Yes | Yes
[19 empty] | Yes | Lead | Tier 5 | Yes | Yes | Yes
[19 empty] | Yes | Lead | Tier 5 | Yes | Yes | Yes
[19 empty] | Yes | Lead | Tier 5 | Yes | Yes | Yes
[19 empty] | Yes | Lead | Tier 5 | Yes | Yes | Yes
[19 empty] | Yes | Lead | Tier 5 | Yes | Yes | Yes
[19 empty] | Yes | Lead | Tier 5 | Yes | Yes | Yes
[19 empty] | Yes | Lead | Tier 5 | Yes | Yes | Yes
[19 empty] | Yes | Lead | Tier 5 | Yes | Yes | Yes
[19 empty] | Yes | Lead | Tier 5 | Yes | Yes | Yes
[19 empty] | Yes | Lead | Tier 5 | Yes | Yes | Yes
[19 empty] | Yes | Lead | Tier 5 | Yes | Yes | Yes
[19 empty] | Yes | Lead | Tier 5 | Yes | Yes | Yes
[19 empty] | Yes | Lead | Tier 5 | Yes | Yes | Yes
[19 empty] | Yes | Lead | Tier 5 | Yes | Yes | Yes
[19 empty] | Yes | Lead | Tier 5 | Yes | Yes | Yes
[19 empty] | Yes | Lead | Tier 5 | Yes | Yes | Yes
[19 empty] | Yes | Lead | Tier 5 | Yes | Yes | Yes
[19 empty] | Yes | Lead | Tier 5 | Yes | Yes | Yes
[19 empty] | Yes | Lead | Tier 5 | Yes | Yes | Yes
[19 empty] | Yes | Lead | Tier 5 | Yes | Yes | Yes
[19 empty] | Yes | Lead | Tier 5 | Yes | Yes | Yes
[19 empty] | Yes | Lead | Tier 5 | Yes | Yes | Yes
[19 empty] | Yes | Lead | Tier 5 | Yes | Yes | Yes
[19 empty] | Yes | Lead | Tier 5 | Yes | Yes | Yes
[19 empty] | Yes | Lead | Tier 5 | Yes | Yes | Yes
[19 empty] | Yes | Lead | Tier 5 | Yes | Yes | Yes
[19 empty] | Yes | Lead | Tier 5 | Yes | Yes | Yes
[19 empty] | Yes | Lead | Tier 5 | Yes | Yes | Yes
[19 empty] | Yes | Lead | Tier 5 | Yes | Yes | Yes
[19 empty] | Yes | Lead | Tier 5 | Yes | Yes | Yes
[19 empty] | Yes | Lead | Tier 5 | Yes | Yes | Yes
[19 empty] | Yes | Lead | Tier 5 | Yes | Yes | Yes
[19 empty] | Yes | Lead | Tier 5 | Yes | Yes | Yes
[19 empty] | Yes | Lead | Tier 5 | Yes | Yes | Yes
[19 empty] | Yes | Lead | Tier 5 | Yes | Yes | Yes
[19 empty] | Yes | Lead | Tier 5 | Yes | Yes | Yes
[19 empty] | Yes | Lead | Tier 5 | Yes | Yes | Yes
[19 empty] | Yes | Lead | Tier 5 | Yes | Yes | Yes
[19 empty] | Yes | Lead | Tier 5 | Yes | Yes | Yes
[19 empty] | Yes | Lead | Tier 5 | Yes | Yes | Yes
[19 empty] | Yes | Lead | Tier 5 | Yes | Yes | Yes
[19 empty] | Yes | Lead | Tier 5 | Yes | Yes | Yes
[19 empty] | Yes | Lead | Tier 5 | Yes | Yes | Yes
[19 empty] | Yes | Lead | Tier 5 | Yes | Yes | Yes
[19 empty] | Yes | Lead | Tier 5 | Yes | Yes | Yes
[19 empty] | Yes | Lead | Tier 5 | Yes | Yes | Yes
[19 empty] | Yes | Lead | Tier 5 | Yes | Yes | Yes
[19 empty] | Yes | Lead | Tier 5 | Yes | Yes | Yes
[19 empty] | Yes | Lead | Tier 5 | Yes | Yes | Yes
[19 empty] | Yes | Lead | Tier 5 | Yes | Yes | Yes
[19 empty] | Yes | Lead | Tier 5 | Yes | Yes | Yes
[19 empty] | Yes | Lead | Tier 5 | Yes | Yes | Yes
[19 empty] | Yes | Lead | Tier 5 | Yes | Yes | Yes
[19 empty] | Yes | Lead | Tier 5 | Yes | Yes | Yes
[19 empty] | Yes | Lead | Tier 5 | Yes | Yes | Yes
[19 empty] | Yes | Lead | Tier 5 | Yes | Yes | Yes
[19 empty] | Yes | Lead | Tier 5 | Yes | Yes | Yes
[19 empty] | Yes | Lead | Tier 5 | Yes | Yes | Yes
[19 empty] | Yes | Lead | Tier 5 | Yes | Yes | Yes
[19 empty] | Yes | Lead | Tier 5 | Yes | Yes | Yes
[19 empty] | Yes | Lead | Tier 5 | Yes | Yes | Yes
[19 empty] | Yes | Lead | Tier 5 | Yes | Yes | Yes
[19 empty] | Yes | Lead | Tier 5 | Yes | Yes | Yes
[19 empty] | Yes | Lead | Tier 5 | Yes | Yes | Yes
[19 empty] | Yes | Lead | Tier 5 | Yes | Yes | Yes
[19 empty] | Yes | Lead | Tier 5 | Yes | Yes | Yes
[19 empty] | Yes | Lead | Tier 5 | Yes | Yes | Yes
[19 empty] | Yes | Lead | Tier 5 | Yes | Yes | Yes
[19 empty] | Yes | Lead | Tier 5 | Yes | Yes | Yes
[19 empty] | Yes | Lead | Tier 5 | Yes | Yes | Yes
[19 empty] | Yes | Lead | Tier 5 | Yes | Yes | Yes
[19 empty] | Yes | Lead | Tier 5 | Yes | Yes | Yes
[19 empty] | Yes | Lead | Tier 5 | Yes | Yes | Yes
[19 empty] | Yes | Lead | Tier 5 | Yes | Yes | Yes
[19 empty] | Yes | Lead | Tier 5 | Yes | Yes | Yes
[19 empty] | Yes | Lead | Tier 5 | Yes | Yes | Yes
[19 empty] | Yes | Lead | Tier 5 | Yes | Yes | Yes
[19 empty] | Yes | Lead | Tier 5 | Yes | Yes | Yes
[19 empty] | Yes | Lead | Tier 5 | Yes | Yes | Yes
[19 empty] | Yes | Lead | Tier 5 | Yes | Yes | Yes
[19 empty] | Yes | Lead | Tier 5 | Yes | Yes | Yes
[19 empty] | Yes | Lead | Tier 5 | Yes | Yes | Yes
[19 empty] | Yes | Lead | Tier 5 | Yes | Yes | Yes
[19 empty] | Yes | Lead | Tier 5 | Yes | Yes | Yes
[19 empty] | Yes | Lead | Tier 5 | Yes | Yes | Yes
[19 empty] | Yes | Lead | Tier 5 | Yes | Yes | Yes
[19 empty] | Yes | Lead | Tier 5 | Yes | Yes | Yes
[19 empty] | Yes | Lead | Tier 5 | Yes | Yes | Yes
[19 empty] | Yes | Lead | Tier 5 | Yes | Yes | Yes
[19 empty] | Yes | Lead | Tier 5 | Yes | Yes | Yes
[19 empty] | Yes | Lead | Tier 5 | Yes | Yes | Yes
[19 empty] | Yes | Lead | Tier 5 | Yes | Yes | Yes
[19 empty] | Yes | Lead | Tier 5 | Yes | Yes | Yes
[19 empty] | Yes | Lead | Tier 5 | Yes | Yes | Yes
[19 empty] | Yes | Lead | Tier 5 | Yes | Yes | Yes
[19 empty] | Yes | Lead | Tier 5 | Yes | Yes | Yes
[19 empty] | Yes | Lead | Tier 5 | Yes | Yes | Yes
[19 empty] | Yes | Lead | Tier 5 | Yes | Yes | Yes
[19 empty] | Yes | Lead | Tier 5 | Yes | Yes | Yes
[19 empty] | Yes | Lead | Tier 5 | Yes | Yes | Yes
[19 empty] | Yes | Lead | Tier 5 | Yes | Yes | Yes
[19 empty] | Yes | Lead | Tier 5 | Yes | Yes | Yes
[19 empty] | Yes | Lead | Tier 5 | Yes | Yes | Yes
[19 empty] | Yes | Lead | Tier 5 | Yes | Yes | Yes
[19 empty] | Yes | Lead | Tier 5 | Yes | Yes | Yes
[19 empty] | Yes | Lead | Tier 5 | Yes | Yes | Yes
[19 empty] | Yes | Lead | Tier 5 | Yes | Yes | Yes
[19 empty] | Yes | Lead | Tier 5 | Yes | Yes | Yes
[19 empty] | Yes | Lead | Tier 5 | Yes | Yes | Yes
[19 empty] | Yes | Lead | Tier 5 | Yes | Yes | Yes
[19 empty] | Yes | Lead | Tier 5 | Yes | Yes | Yes
[19 empty] | Yes | Lead | Tier 5 | Yes | Yes | Yes
[19 empty] | Yes | Lead | Tier 5 | Yes | Yes | Yes
[19 empty] | Yes | Lead | Tier 5 | Yes | Yes | Yes
[19 empty] | Yes | Lead | Tier 5 | Yes | Yes | Yes
[19 empty] | Yes | Lead | Tier 5 | Yes | Yes | Yes
[19 empty] | Yes | Lead | Tier 5 | Yes | Yes | Yes
[19 empty] | Yes | Lead | Tier 5 | Yes | Yes | Yes
[19 empty] | Yes | Lead | Tier 5 | Yes | Yes | Yes
[19 empty] | Yes | Lead | Tier 5 | Yes | Yes | Yes
[19 empty] | Yes | Lead | Tier 5 | Yes | Yes | Yes
[19 empty] | Yes | Lead | Tier 5 | Yes | Yes | Yes
[19 empty] | Yes | Lead | Tier 5 | Yes | Yes | Yes
[19 empty] | Yes | Lead | Tier 5 | Yes | Yes | Yes
[19 empty] | Yes | Lead | Tier 5 | Yes | Yes | Yes
[19 empty] | Yes | Lead | Tier 5 | Yes | Yes | Yes
[19 empty] | Yes | Lead | Tier 5 | Yes | Yes | Yes
[19 empty] | Yes | Lead | Tier 5 | Yes | Yes | Yes
[19 empty] | Yes | Lead | Tier 5 | Yes | Yes | Yes
[19 empty] | Yes | Lead | Tier 5 | Yes | Yes | Yes
[19 empty] | Yes | Lead | Tier 5 | Yes | Yes | Yes
[19 empty] | Yes | Lead | Tier 5 | Yes | Yes | Yes
[19 empty] | Yes | Lead | Tier 5 | Yes | Yes | Yes
[19 empty] | Yes | Lead | Tier 5 | Yes | Yes | Yes
[19 empty] | Yes | Lead | Tier 5 | Yes | Yes | Yes
[19 empty] | Yes | Lead | Tier 5 | Yes | Yes | Yes
[19 empty] | Yes | Lead | Tier 5 | Yes | Yes | Yes
[19 empty] | Yes | Lead | Tier 5 | Yes | Yes | Yes
[19 empty] | Yes | Lead | Tier 5 | Yes | Yes | Yes
[19 empty] | Yes | Lead | Tier 5 | Yes | Yes | Yes
[19 empty] | Yes | Lead | Tier 5 | Yes | Yes | Yes
[19 empty] | Yes | Lead | Tier 5 | Yes | Yes | Yes
[19 empty] | Yes | Lead | Tier 5 | Yes | Yes | Yes
[19 empty] | Yes | Lead | Tier 5 | Yes | Yes | Yes
[19 empty] | Yes | Lead | Tier 5 | Yes | Yes | Yes
[19 empty] | Yes | Lead | Tier 5 | Yes | Yes | Yes
[19 empty] | Yes | Lead | Tier 5 | Yes | Yes | Yes
[19 empty] | Yes | Lead | Tier 5 | Yes | Yes | Yes
[19 empty] | Yes | Lead | Tier 5 | Yes | Yes | Yes
[19 empty] | Yes | Lead | Tier 5 | Yes | Yes | Yes
[19 empty] | Yes | Lead | Tier 5 | Yes | Yes | Yes
[19 empty] | Yes | Lead | Tier 5 | Yes | Yes | Yes
[19 empty] | Yes | Lead | Tier 5 | Yes | Yes | Yes
[19 empty] | Yes | Lead | Tier 5 | Yes | Yes | Yes
[19 empty] | Yes | Lead | Tier 5 | Yes | Yes | Yes
[19 empty] | Yes | Lead | Tier 5 | Yes | Yes | Yes
[19 empty] | Yes | Lead | Tier 5 | Yes | Yes | Yes
[19 empty] | Yes | Lead | Tier 5 | Yes | Yes | Yes
[19 empty] | Yes | Lead | Tier 5 | Yes | Yes | Yes
[19 empty] | Yes | Lead | Tier 5 | Yes | Yes | Yes
[19 empty] | Yes | Lead | Tier 5 | Yes | Yes | Yes
[19 empty] | Yes | Lead | Tier 5 | Yes | Yes | Yes
[19 empty] | Yes | Lead | Tier 5 | Yes | Yes | Yes
[19 empty] | Yes | Lead | Tier 5 | Yes | Yes | Yes
[19 empty] | Yes | Lead | Tier 5 | Yes | Yes | Yes
[19 empty] | Yes | Lead | Tier 5 | Yes | Yes | Yes
[19 empty] | Yes | Lead | Tier 5 | Yes | Yes | Yes
[19 empty] | Yes | Lead | Tier 5 | Yes | Yes | Yes
[19 empty] | Yes | Lead | Tier 5 | Yes | Yes | Yes
[19 empty] | Yes | Lead | Tier 5 | Yes | Yes | Yes
[19 empty] | Yes | Lead | Tier 5 | Yes | Yes | Yes
[19 empty] | Yes | Lead | Tier 5 | Yes | Yes | Yes
[19 empty] | Yes | Lead | Tier 5 | Yes | Yes | Yes
[19 empty] | Yes | Lead | Tier 5 | Yes | Yes | Yes
[19 empty] | Yes | Lead | Tier 5 | Yes | Yes | Yes
[19 empty] | Yes | Lead | Tier 5 | Yes | Yes | Yes
[19 empty] | Yes | Lead | Tier 5 | Yes | Yes | Yes
[19 empty] | Yes | Lead | Tier 5 | Yes | Yes | Yes
[19 empty] | Yes | Lead | Tier 5 | Yes | Yes | Yes
[19 empty] | Yes | Lead | Tier 5 | Yes | Yes | Yes
[19 empty] | Yes | Lead | Tier 5 | Yes | Yes | Yes
[19 empty] | Yes | Lead | Tier 5 | Yes | Yes | Yes
[19 empty] | Yes | Lead | Tier 5 | Yes | Yes | Yes
[19 empty] | Yes | Lead | Tier 5 | Yes | Yes | Yes
[19 empty] | Yes | Lead | Tier 5 | Yes | Yes | Yes
[19 empty] | Yes | Lead | Tier 5 | Yes | Yes | Yes
[19 empty] | Yes | Lead | Tier 5 | Yes | Yes | Yes
[19 empty] | Yes | Lead | Tier 5 | Yes | Yes | Yes
[19 empty] | Yes | Lead | Tier 5 | Yes | Yes | Yes
[19 empty] | Yes | Lead | Tier 5 | Yes | Yes | Yes
[19 empty] | Yes | Lead | Tier 5 | Yes | Yes | Yes
[19 empty] | Yes | Lead | Tier 5 | Yes | Yes | Yes
[19 empty] | Yes | Lead | Tier 5 | Yes | Yes | Yes
[19 empty] | Yes | Lead | Tier 5 | Yes | Yes | Yes
[19 empty] | Yes | Lead | Tier 5 | Yes | Yes | Yes
[19 empty] | Yes | Lead | Tier 5 | Yes | Yes | Yes
[19 empty] | Yes | Lead | Tier 5 | Yes | Yes | Yes
[19 empty] | Yes | Lead | Tier 5 | Yes | Yes | Yes
[19 empty] | Yes | Lead | Tier 5 | Yes | Yes | Yes
[19 empty] | Yes | Lead | Tier 5 | Yes | Yes | Yes
[19 empty] | Yes | Lead | Tier 5 | Yes | Yes | Yes
[19 empty] | Yes | Lead | Tier 5 | Yes | Yes | Yes
[19 empty] | Yes | Lead | Tier 5 | Yes | Yes | Yes
[19 empty] | Yes | Lead | Tier 5 | Yes | Yes | Yes
[19 empty] | Yes | Lead | Tier 5 | Yes | Yes | Yes
[19 empty] | Yes | Lead | Tier 5 | Yes | Yes | Yes
[19 empty] | Yes | Lead | Tier 5 | Yes | Yes | Yes
[19 empty] | Yes | Lead | Tier 5 | Yes | Yes | Yes
[19 empty] | Yes | Lead | Tier 5 | Yes | Yes | Yes
[19 empty] | Yes | Lead | Tier 5 | Yes | Yes | Yes
[19 empty] | Yes | Lead | Tier 5 | Yes | Yes | Yes
[19 empty] | Yes | Lead | Tier 5 | Yes | Yes | Yes
[19 empty] | Yes | Lead | Tier 5 | Yes | Yes | Yes
[19 empty] | Yes | Lead | Tier 5 | Yes | Yes | Yes
[19 empty] | Yes | Lead | Tier 5 | Yes | Yes | Yes
[19 empty] | Yes | Lead | Tier 5 | Yes | Yes | Yes
[19 empty] | Yes | Lead | Tier 5 | Yes | Yes | Yes
[19 empty] | Yes | Lead | Tier 5 | Yes | Yes | Yes
[19 empty] | Yes | Lead | Tier 5 | Yes | Yes | Yes
[19 empty] | Yes | Lead | Tier 5 | Yes | Yes | Yes
[19 empty] | Yes | Lead | Tier 5 | Yes | Yes | Yes
[19 empty] | Yes | Lead | Tier 5 | Yes | Yes | Yes
[19 empty] | Yes | Lead | Tier 5 | Yes | Yes | Yes
[19 empty] | Yes | Lead | Tier 5 | Yes | Yes | Yes
[19 empty] | Yes | Lead | Tier 5 | Yes | Yes | Yes
[19 empty] | Yes | Lead | Tier 5 | Yes | Yes | Yes
[19 empty] | Yes | Lead | Tier 5 | Yes | Yes | Yes
[19 empty] | Yes | Lead | Tier 5 | Yes | Yes | Yes
[19 empty] | Yes | Lead | Tier 5 | Yes | Yes | Yes
[19 empty] | Yes | Lead | Tier 5 | Yes | Yes | Yes
[19 empty] | Yes | Lead | Tier 5 | Yes | Yes | Yes
[19 empty] | Yes | Lead | Tier 5 | Yes | Yes | Yes
[19 empty] | Yes | Lead | Tier 5 | Yes | Yes | Yes
[19 empty] | Yes | Lead | Tier 5 | Yes | Yes | Yes
[19 empty] | Yes | Lead | Tier 5 | Yes | Yes | Yes
[19 empty] | Yes | Lead | Tier 5 | Yes | Yes | Yes
[19 empty] | Yes | Lead | Tier 5 | Yes | Yes | Yes
[19 empty] | Yes | Lead | Tier 5 | Yes | Yes | Yes
[19 empty] | Yes | Lead | Tier 5 | Yes | Yes | Yes
[19 empty] | Yes | Lead | Tier 5 | Yes | Yes | Yes
[19 empty] | Yes | Lead | Tier 5 | Yes | Yes | Yes
[19 empty] | Yes | Lead | Tier 5 | Yes | Yes | Yes
[19 empty] | Yes | Lead | Tier 5 | Yes | Yes | Yes
[19 empty] | Yes | Lead | Tier 5 | Yes | Yes | Yes
[19 empty] | Yes | Lead | Tier 5 | Yes | Yes | Yes
[19 empty] | Yes | Lead | Tier 5 | Yes | Yes | Yes
[19 empty] | Yes | Lead | Tier 5 | Yes | Yes | Yes
[19 empty] | Yes | Lead | Tier 5 | Yes | Yes | Yes
[19 empty] | Yes | Lead | Tier 5 | Yes | Yes | Yes
[19 empty] | Yes | Lead | Tier 5 | Yes | Yes | Yes
[19 empty] | Yes | Lead | Tier 5 | Yes | Yes | Yes
[19 empty] | Yes | Lead | Tier 5 | Yes | Yes | Yes
[19 empty] | Yes | Lead | Tier 5 | Yes | Yes | Yes
[19 empty] | Yes | Lead | Tier 5 | Yes | Yes | Yes
[19 empty] | Yes | Lead | Tier 5 | Yes | Yes | Yes
[19 empty] | Yes | Lead | Tier 5 | Yes | Yes | Yes
[19 empty] | Yes | Lead | Tier 5 | Yes | Yes | Yes
[19 empty] | Yes | Lead | Tier 5 | Yes | Yes | Yes
[19 empty] | Yes | Lead | Tier 5 | Yes | Yes | Yes
[19 empty] | Yes | Lead | Tier 5 | Yes | Yes | Yes
[19 empty] | Yes | Lead | Tier 5 | Yes | Yes | Yes
[19 empty] | Yes | Lead | Tier 5 | Yes | Yes | Yes
[19 empty] | Yes | Lead | Tier 5 | Yes | Yes | Yes
[19 empty] | Yes | Lead | Tier 5 | Yes | Yes | Yes
[19 empty] | Yes | Lead | Tier 5 | Yes | Yes | Yes
[19 empty] | Yes | Lead | Tier 5 | Yes | Yes | Yes
[19 empty] | Yes | Lead | Tier 5 | Yes | Yes | Yes
[19 empty] | Yes | Lead | Tier 5 | Yes | Yes | Yes
[19 empty] | Yes | Lead | Tier 5 | Yes | Yes | Yes
[19 empty] | Yes | Lead | Tier 5 | Yes | Yes | Yes
[19 empty] | Yes | Lead | Tier 5 | Yes | Yes | Yes
[19 empty] | Yes | Lead | Tier 5 | Yes | Yes | Yes
[19 empty] | Yes | Lead | Tier 5 | Yes | Yes | Yes
[19 empty] | Yes | Lead | Tier 5 | Yes | Yes | Yes
[19 empty] | Yes | Lead | Tier 5 | Yes | Yes | Yes
[19 empty] | Yes | Lead | Tier 5 | Yes | Yes | Yes
[19 empty] | Yes | Lead | Tier 5 | Yes | Yes | Yes
[19 empty] | Yes | Lead | Tier 5 | Yes | Yes | Yes
[19 empty] | Yes | Lead | Tier 5 | Yes | Yes | Yes
[19 empty] | Yes | Lead | Tier 5 | Yes | Yes | Yes
[19 empty] | Yes | Lead | Tier 5 | Yes | Yes | Yes
[19 empty] | Yes | Lead | Tier 5 | Yes | Yes | Yes
[19 empty] | Yes | Lead | Tier 5 | Yes | Yes | Yes
[19 empty] | Yes | Lead | Tier 5 | Yes | Yes | Yes
[19 empty] | Yes | Lead | Tier 5 | Yes | Yes | Yes
[19 empty] | Yes | Lead | Tier 5 | Yes | Yes | Yes
[19 empty] | Yes | Lead | Tier 5 | Yes | Yes | Yes
[19 empty] | Yes | Lead | Tier 5 | Yes | Yes | Yes
[19 empty] | Yes | Lead | Tier 5 | Yes | Yes | Yes
[19 empty] | Yes | Lead | Tier 5 | Yes | Yes | Yes
[19 empty] | Yes | Lead | Tier 5 | Yes | Yes | Yes
[19 empty] | Yes | Lead | Tier 5 | Yes | Yes | Yes
[19 empty] | Yes | Lead | Tier 5 | Yes | Yes | Yes
[19 empty] | Yes | Lead | Tier 5 | Yes | Yes | Yes
[19 empty] | Yes | Lead | Tier 5 | Yes | Yes | Yes
[19 empty] | Yes | Lead | Tier 5 | Yes | Yes | Yes
[19 empty] | Yes | Lead | Tier 5 | Yes | Yes | Yes
[19 empty] | Yes | Lead | Tier 5 | Yes | Yes | Yes
[19 empty] | Yes | Lead | Tier 5 | Yes | Yes | Yes
[19 empty] | Yes | Lead | Tier 5 | Yes | Yes | Yes
[19 empty] | Yes | Lead | Tier 5 | Yes | Yes | Yes
[19 empty] | Yes | Lead | Tier 5 | Yes | Yes | Yes
[19 empty] | Yes | Lead | Tier 5 | Yes | Yes | Yes
[19 empty] | Yes | Lead | Tier 5 | Yes | Yes | Yes
[19 empty] | Yes | Lead | Tier 5 | Yes | Yes | Yes
[19 empty] | Yes | Lead | Tier 5 | Yes | Yes | Yes
[19 empty] | Yes | Lead | Tier 5 | Yes | Yes | Yes
[19 empty] | Yes | Lead | Tier 5 | Yes | Yes | Yes
[19 empty] | Yes | Lead | Tier 5 | Yes | Yes | Yes
[19 empty] | Yes | Lead | Tier 5 | Yes | Yes | Yes
[19 empty] | Yes | Lead | Tier 5 | Yes | Yes | Yes
[19 empty] | Yes | Lead | Tier 5 | Yes | Yes | Yes
[19 empty] | Yes | Lead | Tier 5 | Yes | Yes | Yes
[19 empty] | Yes | Lead | Tier 5 | Yes | Yes | Yes
[19 empty] | Yes | Lead | Tier 5 | Yes | Yes | Yes
[19 empty] | Yes | Lead | Tier 5 | Yes | Yes | Yes
[19 empty] | Yes | Lead | Tier 5 | Yes | Yes | Yes
[19 empty] | Yes | Lead | Tier 5 | Yes | Yes | Yes
[19 empty] | Yes | Lead | Tier 5 | Yes | Yes | Yes
[19 empty] | Yes | Lead | Tier 5 | Yes | Yes | Yes
[19 empty] | Yes | Lead | Tier 5 | Yes | Yes | Yes
[19 empty] | Yes | Lead | Tier 5 | Yes | Yes | Yes
[19 empty] | Yes | Lead | Tier 5 | Yes | Yes | Yes
[19 empty] | Yes | Lead | Tier 5 | Yes | Yes | Yes
[19 empty] | Yes | Lead | Tier 5 | Yes | Yes | Yes
[19 empty] | Yes | Lead | Tier 5 | Yes | Yes | Yes
[19 empty] | Yes | Lead | Tier 5 | Yes | Yes | Yes
[19 empty] | Yes | Lead | Tier 5 | Yes | Yes | Yes
[19 empty] | Yes | Lead | Tier 5 | Yes | Yes | Yes
[19 empty] | Yes | Lead | Tier 5 | Yes | Yes | Yes
[19 empty] | Yes | Lead | Tier 5 | Yes | Yes | Yes
[19 empty] | Yes | Lead | Tier 5 | Yes | Yes | Yes
[19 empty] | Yes | Lead | Tier 5 | Yes | Yes | Yes
[19 empty] | Yes | Lead | Tier 5 | Yes | Yes | Yes
[19 empty] | Yes | Lead | Tier 5 | Yes | Yes | Yes
[19 empty] | Yes | Lead | Tier 5 | Yes | Yes | Yes
[19 empty] | Yes | Lead | Tier 5 | Yes | Yes | Yes
[19 empty] | Yes | Lead | Tier 5 | Yes | Yes | Yes
[19 empty] | Yes | Lead | Tier 5 | Yes | Yes | Yes
[19 empty] | Yes | Lead | Tier 5 | Yes | Yes | Yes
[19 empty] | Yes | Lead | Tier 5 | Yes | Yes | Yes
[19 empty] | Yes | Lead | Tier 5 | Yes | Yes | Yes
[19 empty] | Yes | Lead | Tier 5 | Yes | Yes | Yes
[19 empty] | Yes | Lead | Tier 5 | Yes | Yes | Yes
[19 empty] | Yes | Lead | Tier 5 | Yes | Yes | Yes
[19 empty] | Yes | Lead | Tier 5 | Yes | Yes | Yes
[19 empty] | Yes | Lead | Tier 5 | Yes | Yes | Yes
[19 empty] | Yes | Lead | Tier 5 | Yes | Yes | Yes
[19 empty] | Yes | Lead | Tier 5 | Yes | Yes | Yes
[19 empty] | Yes | Lead | Tier 5 | Yes | Yes | Yes
[19 empty] | Yes | Lead | Tier 5 | Yes | Yes | Yes
[19 empty] | Yes | Lead | Tier 5 | Yes | Yes | Yes
[19 empty] | Yes | Lead | Tier 5 | Yes | Yes | Yes
[19 empty] | Yes | Lead | Tier 5 | Yes | Yes | Yes
[19 empty] | Yes | Lead | Tier 5 | Yes | Yes | Yes
[19 empty] | Yes | Lead | Tier 5 | Yes | Yes | Yes
[19 empty] | Yes | Lead | Tier 5 | Yes | Yes | Yes
[19 empty] | Yes | Lead | Tier 5 | Yes | Yes | Yes
[19 empty] | Yes | Lead | Tier 5 | Yes | Yes | Yes
[19 empty] | Yes | Lead | Tier 5 | Yes | Yes | Yes
[19 empty] | Yes | Lead | Tier 5 | Yes | Yes | Yes
[19 empty] | Yes | Lead | Tier 5 | Yes | Yes | Yes
[19 empty] | Yes | Lead | Tier 5 | Yes | Yes | Yes
[19 empty] | Yes | Lead | Tier 5 | Yes | Yes | Yes
[19 empty] | Yes | Lead | Tier 5 | Yes | Yes | Yes
[19 empty] | Yes | Lead | Tier 5 | Yes | Yes | Yes
[19 empty] | Yes | Lead | Tier 5 | Yes | Yes | Yes
[19 empty] | Yes | Lead | Tier 5 | Yes | Yes | Yes
[19 empty] | Yes | Lead | Tier 5 | Yes | Yes | Yes
[19 empty] | Yes | Lead | Tier 5 | Yes | Yes | Yes
[19 empty] | Yes | Lead | Tier 5 | Yes | Yes | Yes
[19 empty] | Yes | Lead | Tier 5 | Yes | Yes | Yes
[19 empty] | Yes | Lead | Tier 5 | Yes | Yes | Yes
[19 empty] | Yes | Lead | Tier 5 | Yes | Yes | Yes
[19 empty] | Yes | Lead | Tier 5 | Yes | Yes | Yes
[19 empty] | Yes | Lead | Tier 5 | Yes | Yes | Yes
[19 empty] | Yes | Lead | Tier 5 | Yes | Yes | Yes
[19 empty] | Yes | Lead | Tier 5 | Yes | Yes | Yes
[19 empty] | Yes | Lead | Tier 5 | Yes | Yes | Yes
[19 empty] | Yes | Lead | Tier 5 | Yes | Yes | Yes
[19 empty] | Yes | Lead | Tier 5 | Yes | Yes | Yes
[19 empty] | Yes | Lead | Tier 5 | Yes | Yes | Yes
[19 empty] | Yes | Lead | Tier 5 | Yes | Yes | Yes
[19 empty] | Yes | Lead | Tier 5 | Yes | Yes | Yes
[19 empty] | Yes | Lead | Tier 5 | Yes | Yes | Yes
[19 empty] | Yes | Lead | Tier 5 | Yes | Yes | Yes
[19 empty] | Yes | Lead | Tier 5 | Yes | Yes | Yes
[19 empty] | Yes | Lead | Tier 5 | Yes | Yes | Yes
[19 empty] | Yes | Lead | Tier 5 | Yes | Yes | Yes
[19 empty] | Yes | Lead | Tier 5 | Yes | Yes | Yes
[19 empty] | Yes | Lead | Tier 5 | Yes | Yes | Yes
[19 empty] | Yes | Lead | Tier 5 | Yes | Yes | Yes
[19 empty] | Yes | Lead | Tier 5 | Yes | Yes | Yes
[19 empty] | Yes | Lead | Tier 5 | Yes | Yes | Yes
[19 empty] | Yes | Lead | Tier 5 | Yes | Yes | Yes
[19 empty] | Yes | Lead | Tier 5 | Yes | Yes | Yes
[19 empty] | Yes | Lead | Tier 5 | Yes | Yes | Yes
[19 empty] | Yes | Lead | Tier 5 | Yes | Yes | Yes
[19 empty] | Yes | Lead | Tier 5 | Yes | Yes | Yes
[19 empty] | Yes | Lead | Tier 5 | Yes | Yes | Yes
[19 empty] | Yes | Lead | Tier 5 | Yes | Yes | Yes
[19 empty] | Yes | Lead | Tier 5 | Yes | Yes | Yes
[19 empty] | Yes | Lead | Tier 5 | Yes | Yes | Yes
[19 empty] | Yes | Lead | Tier 5 | Yes | Yes | Yes
[19 empty] | Yes | Lead | Tier 5 | Yes | Yes | Yes
[19 empty] | Yes | Lead | Tier 5 | Yes | Yes | Yes
[19 empty] | Yes | Lead | Tier 5 | Yes | Yes | Yes
[19 empty] | Yes | Lead | Tier 5 | Yes | Yes | Yes
[19 empty] | Yes | Lead | Tier 5 | Yes | Yes | Yes
[19 empty] | Yes | Lead | Tier 5 | Yes | Yes | Yes
[19 empty] | Yes | Lead | Tier 5 | Yes | Yes | Yes
[19 empty] | Yes | Lead | Tier 5 | Yes | Yes | Yes
[19 empty] | Yes | Lead | Tier 5 | Yes | Yes | Yes
[19 empty] | Yes | Lead | Tier 5 | Yes | Yes | Yes
[19 empty] | Yes | Lead | Tier 5 | Yes | Yes | Yes
[19 empty] | Yes | Lead | Tier 5 | Yes | Yes | Yes
[19 empty] | Yes | Lead | Tier 5 | Yes | Yes | Yes
[19 empty] | Yes | Lead | Tier 5 | Yes | Yes | Yes
[19 empty] | Yes | Lead | Tier 5 | Yes | Yes | Yes
[19 empty] | Yes | Lead | Tier 5 | Yes | Yes | Yes
[19 empty] | Yes | Lead | Tier 5 | Yes | Yes | Yes
[19 empty] | Yes | Lead | Tier 5 | Yes | Yes | Yes
[19 empty] | Yes | Lead | Tier 5 | Yes | Yes | Yes
[19 empty] | Yes | Lead | Tier 5 | Yes | Yes | Yes
[19 empty] | Yes | Lead | Tier 5 | Yes | Yes | Yes
[19 empty] | Yes | Lead | Tier 5 | Yes | Yes | Yes
[19 empty] | Yes | Lead | Tier 5 | Yes | Yes | Yes
[19 empty] | Yes | Lead | Tier 5 | Yes | Yes | Yes
[19 empty] | Yes | Lead | Tier 5 | Yes | Yes | Yes
[19 empty] | Yes | Lead | Tier 5 | Yes | Yes | Yes
[19 empty] | Yes | Lead | Tier 5 | Yes | Yes | Yes
[19 empty] | Yes | Lead | Tier 5 | Yes | Yes | Yes
[19 empty] | Yes | Lead | Tier 5 | Yes | Yes | Yes
[19 empty] | Yes | Lead | Tier 5 | Yes | Yes | Yes
[19 empty] | Yes | Lead | Tier 5 | Yes | Yes | Yes
[19 empty] | Yes | Lead | Tier 5 | Yes | Yes | Yes
[19 empty] | Yes | Lead | Tier 5 | Yes | Yes | Yes
[19 empty] | Yes | Lead | Tier 5 | Yes | Yes | Yes
[19 empty] | Yes | Lead | Tier 5 | Yes | Yes | Yes
[19 empty] | Yes | Lead | Tier 5 | Yes | Yes | Yes
[19 empty] | Yes | Lead | Tier 5 | Yes | Yes | Yes
[19 empty] | Yes | Lead | Tier 5 | Yes | Yes | Yes
[19 empty] | Yes | Lead | Tier 5 | Yes | Yes | Yes
[19 empty] | Yes | Lead | Tier 5 | Yes | Yes | Yes
[19 empty] | Yes | Lead | Tier 5 | Yes | Yes | Yes
[19 empty] | Yes | Lead | Tier 5 | Yes | Yes | Yes
[19 empty] | Yes | Lead | Tier 5 | Yes | Yes | Yes
[19 empty] | Yes | Lead | Tier 5 | Yes | Yes | Yes
[19 empty] | Yes | Lead | Tier 5 | Yes | Yes | Yes
[19 empty] | Yes | Lead | Tier 5 | Yes | Yes | Yes
[19 empty] | Yes | Lead | Tier 5 | Yes | Yes | Yes
[19 empty] | Yes | Lead | Tier 5 | Yes | Yes | Yes
[19 empty] | Yes | Lead | Tier 5 | Yes | Yes | Yes
[19 empty] | Yes | Lead | Tier 5 | Yes | Yes | Yes
[19 empty] | Yes | Lead | Tier 5 | Yes | Yes | Yes
[19 empty] | Yes | Lead | Tier 5 | Yes | Yes | Yes
[19 empty] | Yes | Lead | Tier 5 | Yes | Yes | Yes
[19 empty] | Yes | Lead | Tier 5 | Yes | Yes | Yes
[19 empty] | Yes | Lead | Tier 5 | Yes | Yes | Yes
[19 empty] | Yes | Lead | Tier 5 | Yes | Yes | Yes
[19 empty] | Yes | Lead | Tier 5 | Yes | Yes | Yes
[19 empty] | Yes | Lead | Tier 5 | Yes | Yes | Yes
[19 empty] | Yes | Lead | Tier 5 | Yes | Yes | Yes
[19 empty] | Yes | Lead | Tier 5 | Yes | Yes | Yes
[19 empty] | Yes | Lead | Tier 5 | Yes | Yes | Yes
[19 empty] | Yes | Lead | Tier 5 | Yes | Yes | Yes
[19 empty] | Yes | Lead | Tier 5 | Yes | Yes | Yes
[19 empty] | Yes | Lead | Tier 5 | Yes | Yes | Yes
[19 empty] | Yes | Lead | Tier 5 | Yes | Yes | Yes
[19 empty] | Yes | Lead | Tier 5 | Yes | Yes | Yes
[19 empty] | Yes | Lead | Tier 5 | Yes | Yes | Yes
[19 empty] | Yes | Lead | Tier 5 | Yes | Yes | Yes
[19 empty] | Yes | Lead | Tier 5 | Yes | Yes | Yes
[19 empty] | Yes | Lead | Tier 5 | Yes | Yes | Yes
[19 empty] | Yes | Lead | Tier 5 | Yes | Yes | Yes
[19 empty] | Yes | Lead | Tier 5 | Yes | Yes | Yes
[19 empty] | Yes | Lead | Tier 5 | Yes | Yes | Yes
[19 empty] | Yes | Lead | Tier 5 | Yes | Yes | Yes
[19 empty] | Yes | Lead | Tier 5 | Yes | Yes | Yes
[19 empty] | Yes | Lead | Tier 5 | Yes | Yes | Yes
[19 empty] | Yes | Lead | Tier 5 | Yes | Yes | Yes
[19 empty] | Yes | Lead | Tier 5 | Yes | Yes | Yes
[19 empty] | Yes | Lead | Tier 5 | Yes | Yes | Yes
[19 empty] | Yes | Lead | Tier 5 | Yes | Yes | Yes
[19 empty] | Yes | Lead | Tier 5 | Yes | Yes | Yes
[19 empty] | Yes | Lead | Tier 5 | Yes | Yes | Yes
[19 empty] | Yes | Lead | Tier 5 | Yes | Yes | Yes
[19 empty] | Yes | Lead | Tier 5 | Yes | Yes | Yes
[19 empty] | Yes | Lead | Tier 5 | Yes | Yes | Yes
[19 empty] | Yes | Lead | Tier 5 | Yes | Yes | Yes
[19 empty] | Yes | Lead | Tier 5 | Yes | Yes | Yes
[19 empty] | Yes | Lead | Tier 5 | Yes | Yes | Yes
[19 empty] | Yes | Lead | Tier 5 | Yes | Yes | Yes
[19 empty] | Yes | Lead | Tier 5 | Yes | Yes | Yes
[19 empty] | Yes | Lead | Tier 5 | Yes | Yes | Yes
[19 empty] | Yes | Lead | Tier 5 | Yes | Yes | Yes
[19 empty] | Yes | Lead | Tier 5 | Yes | Yes | Yes
[19 empty] | Yes | Lead | Tier 5 | Yes | Yes | Yes
[19 empty] | Yes | Lead | Tier 5 | Yes | Yes | Yes
[19 empty] | Yes | Lead | Tier 5 | Yes | Yes | Yes
[19 empty] | Yes | Lead | Tier 5 | Yes | Yes | Yes
[19 empty] | Yes | Lead | Tier 5 | Yes | Yes | Yes
[19 empty] | Yes | Lead | Tier 5 | Yes | Yes | Yes
[19 empty] | Yes | Lead | Tier 5 | Yes | Yes | Yes
[19 empty] | Yes | Lead | Tier 5 | Yes | Yes | Yes
[19 empty] | Yes | Lead | Tier 5 | Yes | Yes | Yes
[19 empty] | Yes | Lead | Tier 5 | Yes | Yes | Yes
[19 empty] | Yes | Lead | Tier 5 | Yes | Yes | Yes
[19 empty] | Yes | Lead | Tier 5 | Yes | Yes | Yes
[19 empty] | Yes | Lead | Tier 5 | Yes | Yes | Yes
[19 empty] | Yes | Lead | Tier 5 | Yes | Yes | Yes
[19 empty] | Yes | Lead | Tier 5 | Yes | Yes | Yes
[19 empty] | Yes | Lead | Tier 5 | Yes | Yes | Yes
[19 empty] | Yes | Lead | Tier 5 | Yes | Yes | Yes
[19 empty] | Yes | Lead | Tier 5 | Yes | Yes | Yes
[19 empty] | Yes | Lead | Tier 5 | Yes | Yes | Yes
[19 empty] | Yes | Lead | Tier 5 | Yes | Yes | Yes
[19 empty] | Yes | Lead | Tier 5 | Yes | Yes | Yes
[19 empty] | Yes | Lead | Tier 5 | Yes | Yes | Yes
[19 empty] | Yes | Lead | Tier 5 | Yes | Yes | Yes
[19 empty] | Yes | Lead | Tier 5 | Yes | Yes | Yes
[19 empty] | Yes | Lead | Tier 5 | Yes | Yes | Yes
[19 empty] | Yes | Lead | Tier 5 | Yes | Yes | Yes
[19 empty] | Yes | Lead | Tier 5 | Yes | Yes | Yes
[19 empty] | Yes | Lead | Tier 5 | Yes | Yes | Yes
[19 empty] | Yes | Lead | Tier 5 | Yes | Yes | Yes
[19 empty] | Yes | Lead | Tier 5 | Yes | Yes | Yes
[19 empty] | Yes | Lead | Tier 5 | Yes | Yes | Yes
[19 empty] | Yes | Lead | Tier 5 | Yes | Yes | Yes
[19 empty] | Yes | Lead | Tier 5 | Yes | Yes | Yes
[19 empty] | Yes | Lead | Tier 5 | Yes | Yes | Yes
[19 empty] | Yes | Lead | Tier 5 | Yes | Yes | Yes
[19 empty] | Yes | Lead | Tier 5 | Yes | Yes | Yes
[19 empty] | Yes | Lead | Tier 5 | Yes | Yes | Yes
[19 empty] | Yes | Lead | Tier 5 | Yes | Yes | Yes
[19 empty] | Yes | Lead | Tier 5 | Yes | Yes | Yes
[19 empty] | Yes | Lead | Tier 5 | Yes | Yes | Yes
[19 empty] | Yes | Lead | Tier 5 | Yes | Yes | Yes
[19 empty] | Yes | Lead | Tier 5 | Yes | Yes | Yes
[19 empty] | Yes | Lead | Tier 5 | Yes | Yes | Yes
[19 empty] | Yes | Lead | Tier 5 | Yes | Yes | Yes
[19 empty] | Yes | Lead | Tier 5 | Yes | Yes | Yes
[19 empty] | Yes | Lead | Tier 5 | Yes | Yes | Yes
[19 empty] | Yes | Lead | Tier 5 | Yes | Yes | Yes
[19 empty] | Yes | Lead | Tier 5 | Yes | Yes | Yes
[19 empty] | Yes | Lead | Tier 5 | Yes | Yes | Yes
[19 empty] | Yes | Lead | Tier 5 | Yes | Yes | Yes
[19 empty] | Yes | Lead | Tier 5 | Yes | Yes | Yes
[19 empty] | Yes | Lead | Tier 5 | Yes | Yes | Yes
[19 empty] | Yes | Lead | Tier 5 | Yes | Yes | Yes
[19 empty] | Yes | Lead | Tier 5 | Yes | Yes | Yes
[19 empty] | Yes | Lead | Tier 5 | Yes | Yes | Yes
[19 empty] | Yes | Lead | Tier 5 | Yes | Yes | Yes
[19 empty] | Yes | Lead | Tier 5 | Yes | Yes | Yes
[19 empty] | Yes | Lead | Tier 5 | Yes | Yes | Yes
[19 empty] | Yes | Lead | Tier 5 | Yes | Yes | Yes
[19 empty] | Yes | Lead | Tier 5 | Yes | Yes | Yes
[19 empty] | Yes | Lead | Tier 5 | Yes | Yes | Yes
[19 empty] | Yes | Lead | Tier 5 | Yes | Yes | Yes
[19 empty] | Yes | Lead | Tier 5 | Yes | Yes | Yes
[19 empty] | Yes | Lead | Tier 5 | Yes | Yes | Yes
[19 empty] | Yes | Lead | Tier 5 | Yes | Yes | Yes
[19 empty] | Yes | Lead | Tier 5 | Yes | Yes | Yes
[19 empty] | Yes | Lead | Tier 5 | Yes | Yes | Yes
[19 empty] | Yes | Lead | Tier 5 | Yes | Yes | Yes
[19 empty] | Yes | Lead | Tier 5 | Yes | Yes | Yes
[19 empty] | Yes | Lead | Tier 5 | Yes | Yes | Yes
[19 empty] | Yes | Lead | Tier 5 | Yes | Yes | Yes
[19 empty] | Yes | Lead | Tier 5 | Yes | Yes | Yes
[19 empty] | Yes | Lead | Tier 5 | Yes | Yes | Yes
[19 empty] | Yes | Lead | Tier 5 | Yes | Yes | Yes
[19 empty] | Yes | Lead | Tier 5 | Yes | Yes | Yes
[19 empty] | Yes | Lead | Tier 5 | Yes | Yes | Yes
[19 empty] | Yes | Lead | Tier 5 | Yes | Yes | Yes
[19 empty] | Yes | Lead | Tier 5 | Yes | Yes | Yes
[19 empty] | Yes | Lead | Tier 5 | Yes | Yes | Yes
[19 empty] | Yes | Lead | Tier 5 | Yes | Yes | Yes
[19 empty] | Yes | Lead | Tier 5 | Yes | Yes | Yes
[19 empty] | Yes | Lead | Tier 5 | Yes | Yes | Yes
[19 empty] | Yes | Lead | Tier 5 | Yes | Yes | Yes
[19 empty] | Yes | Lead | Tier 5 | Yes | Yes | Yes
[19 empty] | Yes | Lead | Tier 5 | Yes | Yes | Yes
[19 empty] | Yes | Lead | Tier 5 | Yes | Yes | Yes
[19 empty] | Yes | Lead | Tier 5 | Yes | Yes | Yes
[19 empty] | Yes | Lead | Tier 5 | Yes | Yes | Yes
[19 empty] | Yes | Lead | Tier 5 | Yes | Yes | Yes
[19 empty] | Yes | Lead | Tier 5 | Yes | Yes | Yes
[19 empty] | Yes | Lead | Tier 5 | Yes | Yes | Yes
[19 empty] | Yes | Lead | Tier 5 | Yes | Yes | Yes
[19 empty] | Yes | Lead | Tier 5 | Yes | Yes | Yes
[19 empty] | Yes | Lead | Tier 5 | Yes | Yes | Yes
[19 empty] | Yes | Lead | Tier 5 | Yes | Yes | Yes
[19 empty] | Yes | Lead | Tier 5 | Yes | Yes | Yes
[19 empty] | Yes | Lead | Tier 5 | Yes | Yes | Yes
[19 empty] | Yes | Lead | Tier 5 | Yes | Yes | Yes
[19 empty] | Yes | Lead | Tier 5 | Yes | Yes | Yes
[19 empty] | Yes | Lead | Tier 5 | Yes | Yes | Yes
[19 empty] | Yes | Lead | Tier 5 | Yes | Yes | Yes
[19 empty] | Yes | Lead | Tier 5 | Yes | Yes | Yes
[19 empty] | Yes | Lead | Tier 5 | Yes | Yes | Yes
[19 empty] | Yes | Lead | Tier 5 | Yes | Yes | Yes
[19 empty] | Yes | Lead | Tier 5 | Yes | Yes | Yes
[19 empty] | Yes | Lead | Tier 5 | Yes | Yes | Yes
[19 empty] | Yes | Lead | Tier 5 | Yes | Yes | Yes
[19 empty] | Yes | Lead | Tier 5 | Yes | Yes | Yes
[19 empty] | Yes | Lead | Tier 5 | Yes | Yes | Yes
[19 empty] | Yes | Lead | Tier 5 | Yes | Yes | Yes
[19 empty] | Yes | Lead | Tier 5 | Yes | Yes | Yes
[19 empty] | Yes | Lead | Tier 5 | Yes | Yes | Yes
[19 empty] | Yes | Lead | Tier 5 | Yes | Yes | Yes
[19 empty] | Yes | Lead | Tier 5 | Yes | Yes | Yes
[19 empty] | Yes | Lead | Tier 5 | Yes | Yes | Yes
[19 empty] | Yes | Lead | Tier 5 | Yes | Yes | Yes
[19 empty] | Yes | Lead | Tier 5 | Yes | Yes | Yes
[19 empty] | Yes | Lead | Tier 5 | Yes | Yes | Yes
[19 empty] | Yes | Lead | Tier 5 | Yes | Yes | Yes
[19 empty] | Yes | Lead | Tier 5 | Yes | Yes | Yes
[19 empty] | Yes | Lead | Tier 5 | Yes | Yes | Yes
[19 empty] | Yes | Lead | Tier 5 | Yes | Yes | Yes
[19 empty] | Yes | Lead | Tier 5 | Yes | Yes | Yes
[19 empty] | Yes | Lead | Tier 5 | Yes | Yes | Yes
[19 empty] | Yes | Lead | Tier 5 | Yes | Yes | Yes
[19 empty] | Yes | Lead | Tier 5 | Yes | Yes | Yes
[19 empty] | Yes | Lead | Tier 5 | Yes | Yes | Yes
[19 empty] | Yes | Lead | Tier 5 | Yes | Yes | Yes
[19 empty] | Yes | Lead | Tier 5 | Yes | Yes | Yes
[19 empty] | Yes | Lead | Tier 5 | Yes | Yes | Yes
[19 empty] | Yes | Lead | Tier 5 | Yes | Yes | Yes
[19 empty] | Yes | Lead | Tier 5 | Yes | Yes | Yes
[19 empty] | Yes | Lead | Tier 5 | Yes | Yes | Yes
[19 empty] | Yes | Lead | Tier 5 | Yes | Yes | Yes
[19 empty] | Yes | Lead | Tier 5 | Yes | Yes | Yes
[19 empty] | Yes | Lead | Tier 5 | Yes | Yes | Yes
[19 empty] | Yes | Lead | Tier 5 | Yes | Yes | Yes
[19 empty] | Yes | Lead | Tier 5 | Yes | Yes | Yes
[19 empty] | Yes | Lead | Tier 5 | Yes | Yes | Yes
[19 empty] | Yes | Lead | Tier 5 | Yes | Yes | Yes
[19 empty] | Yes | Lead | Tier 5 | Yes | Yes | Yes
[19 empty] | Yes | Lead | Tier 5 | Yes | Yes | Yes
[19 empty] | Yes | Lead | Tier 5 | Yes | Yes | Yes
[19 empty] | Yes | Lead | Tier 5 | Yes | Yes | Yes
[19 empty] | Yes | Lead | Tier 5 | Yes | Yes | Yes
[19 empty] | Yes | Lead | Tier 5 | Yes | Yes | Yes
[19 empty] | Yes | Lead | Tier 5 | Yes | Yes | Yes
[19 empty] | Yes | Lead | Tier 5 | Yes | Yes | Yes
[19 empty] | Yes | Lead | Tier 5 | Yes | Yes | Yes
[19 empty] | Yes | Lead | Tier 5 | Yes | Yes | Yes
[19 empty] | Yes | Lead | Tier 5 | Yes | Yes | Yes
[19 empty] | Yes | Lead | Tier 5 | Yes | Yes | Yes
[19 empty] | Yes | Lead | Tier 5 | Yes | Yes | Yes
[19 empty] | Yes | Lead | Tier 5 | Yes | Yes | Yes
[19 empty] | Yes | Lead | Tier 5 | Yes | Yes | Yes
[19 empty] | Yes | Lead | Tier 5 | Yes | Yes | Yes
[19 empty] | Yes | Lead | Tier 5 | Yes | Yes | Yes
[19 empty] | Yes | Lead | Tier 5 | Yes | Yes | Yes
[19 empty] | Yes | Lead | Tier 5 | Yes | Yes | Yes
[19 empty] | Yes | Lead | Tier 5 | Yes | Yes | Yes
[19 empty] | Yes | Lead | Tier 5 | Yes | Yes | Yes
[19 empty] | Yes | Lead | Tier 5 | Yes | Yes | Yes
[19 empty] | Yes | Lead | Tier 5 | Yes | Yes | Yes
[19 empty] | Yes | Lead | Tier 5 | Yes | Yes | Yes
[19 empty] | Yes | Lead | Tier 5 | Yes | Yes | Yes
[19 empty] | Yes | Lead | Tier 5 | Yes | Yes | Yes
[19 empty] | Yes | Lead | Tier 5 | Yes | Yes | Yes
[19 empty] | Yes | Lead | Tier 5 | Yes | Yes | Yes
[19 empty] | Yes | Lead | Tier 5 | Yes | Yes | Yes
[19 empty] | Yes | Lead | Tier 5 | Yes | Yes | Yes
[19 empty] | Yes | Lead | Tier 5 | Yes | Yes | Yes
[19 empty] | Yes | Lead | Tier 5 | Yes | Yes | Yes
[19 empty] | Yes | Lead | Tier 5 | Yes | Yes | Yes
[19 empty] | Yes | Lead | Tier 5 | Yes | Yes | Yes
[19 empty] | Yes | Lead | Tier 5 | Yes | Yes | Yes
[19 empty] | Yes | Lead | Tier 5 | Yes | Yes | Yes
[19 empty] | Yes | Lead | Tier 5 | Yes | Yes | Yes
[19 empty] | Yes | Lead | Tier 5 | Yes | Yes | Yes
[19 empty] | Yes | Lead | Tier 5 | Yes | Yes | Yes
[19 empty] | Yes | Lead | Tier 5 | Yes | Yes | Yes
[19 empty] | Yes | Lead | Tier 5 | Yes | Yes | Yes
[19 empty] | Yes | Lead | Tier 5 | Yes | Yes | Yes
[19 empty] | Yes | Lead | Tier 5 | Yes | Yes | Yes
[19 empty] | Yes | Lead | Tier 5 | Yes | Yes | Yes
[19 empty] | Yes | Lead | Tier 5 | Yes | Yes | Yes
[19 empty] | Yes | Lead | Tier 5 | Yes | Yes | Yes
[19 empty] | Yes | Lead | Tier 5 | Yes | Yes | Yes
[19 empty] | Yes | Lead | Tier 5 | Yes | Yes | Yes
[19 empty] | Yes | Lead | Tier 5 | Yes | Yes | Yes
[19 empty] | Yes | Lead | Tier 5 | Yes | Yes | Yes
[19 empty] | Yes | Lead | Tier 5 | Yes | Yes | Yes
[19 empty] | Yes | Lead | Tier 5 | Yes | Yes | Yes
[19 empty] | Yes | Lead | Tier 5 | Yes | Yes | Yes
[19 empty] | Yes | Lead | Tier 5 | Yes | Yes | Yes
[19 empty] | Yes | Lead | Tier 5 | Yes | Yes | Yes
[19 empty] | Yes | Lead | Tier 5 | Yes | Yes | Yes
[19 empty] | Yes | Lead | Tier 5 | Yes | Yes | Yes
[19 empty] | Yes | Lead | Tier 5 | Yes | Yes | Yes
[19 empty] | Yes | Lead | Tier 5 | Yes | Yes | Yes
[19 empty] | Yes | Lead | Tier 5 | Yes | Yes | Yes
[19 empty] | Yes | Lead | Tier 5 | Yes | Yes | Yes
[19 empty] | Yes | Lead | Tier 5 | Yes | Yes | Yes
[19 empty] | Yes | Lead | Tier 5 | Yes | Yes | Yes
[19 empty] | Yes | Lead | Tier 5 | Yes | Yes | Yes
[19 empty] | Yes | Lead | Tier 5 | Yes | Yes | Yes
[19 empty] | Yes | Lead | Tier 5 | Yes | Yes | Yes
[19 empty] | Yes | Lead | Tier 5 | Yes | Yes | Yes
[19 empty] | Yes | Lead | Tier 5 | Yes | Yes | Yes
[19 empty] | Yes | Lead | Tier 5 | Yes | Yes | Yes
[19 empty] | Yes | Lead | Tier 5 | Yes | Yes | Yes
[19 empty] | Yes | Lead | Tier 5 | Yes | Yes | Yes
[19 empty] | Yes | Lead | Tier 5 | Yes | Yes | Yes
[19 empty] | Yes | Lead | Tier 5 | Yes | Yes | Yes
[19 empty] | Yes | Lead | Tier 5 | Yes | Yes | Yes
[19 empty] | Yes | Lead | Tier 5 | Yes | Yes | Yes
[19 empty] | Yes | Lead | Tier 5 | Yes | Yes | Yes
[19 empty] | Yes | Lead | Tier 5 | Yes | Yes | Yes
[19 empty] | Yes | Lead | Tier 5 | Yes | Yes | Yes
[19 empty] | Yes | Lead | Tier 5 | Yes | Yes | Yes
[19 empty] | Yes | Lead | Tier 5 | Yes | Yes | Yes
[19 empty] | Yes | Lead | Tier 5 | Yes | Yes | Yes
[19 empty] | Yes | Lead | Tier 5 | Yes | Yes | Yes
[19 empty] | Yes | Lead | Tier 5 | Yes | Yes | Yes
[19 empty] | Yes | Lead | Tier 5 | Yes | Yes | Yes
[19 empty] | Yes | Lead | Tier 5 | Yes | Yes | Yes
[19 empty] | Yes | Lead | Tier 5 | Yes | Yes | Yes
[19 empty] | Yes | Lead | Tier 5 | Yes | Yes | Yes
[19 empty] | Yes | Lead | Tier 5 | Yes | Yes | Yes
[19 empty] | Yes | Lead | Tier 5 | Yes | Yes | Yes
[19 empty] | Yes | Lead | Tier 5 | Yes | Yes | Yes
[19 empty] | Yes | Lead | Tier 5 | Yes | Yes | Yes
[19 empty] | Yes | Lead | Tier 5 | Yes | Yes | Yes
[19 empty] | Yes | Lead | Tier 5 | Yes | Yes | Yes
[19 empty] | Yes | Lead | Tier 5 | Yes | Yes | Yes
[19 empty] | Yes | Lead | Tier 5 | Yes | Yes | Yes
[19 empty] | Yes | Lead | Tier 5 | Yes | Yes | Yes
[19 empty] | Yes | Lead | Tier 5 | Yes | Yes | Yes
[19 empty] | Yes | Lead | Tier 5 | Yes | Yes | Yes
[19 empty] | Yes | Lead | Tier 5 | Yes | Yes | Yes
[19 empty] | Yes | Lead | Tier 5 | Yes | Yes | Yes
[19 empty] | Yes | Lead | Tier 5 | Yes | Yes | Yes
[19 empty] | Yes | Lead | Tier 5 | Yes | Yes | Yes
[19 empty] | Yes | Lead | Tier 5 | Yes | Yes | Yes
[19 empty] | Yes | Lead | Tier 5 | Yes | Yes | Yes
[19 empty] | Yes | Lead | Tier 5 | Yes | Yes | Yes
[19 empty] | Yes | Lead | Tier 5 | Yes | Yes | Yes
[19 empty] | Yes | Lead | Tier 5 | Yes | Yes | Yes
[19 empty] | Yes | Lead | Tier 5 | Yes | Yes | Yes
[19 empty] | Yes | Lead | Tier 5 | Yes | Yes | Yes
[19 empty] | Yes | Lead | Tier 5 | Yes | Yes | Yes
[19 empty] | Yes | Lead | Tier 5 | Yes | Yes | Yes
[19 empty] | Yes | Lead | Tier 5 | Yes | Yes | Yes
[19 empty] | Yes | Lead | Tier 5 | Yes | Yes | Yes
[19 empty] | Yes | Lead | Tier 5 | Yes | Yes | Yes
[19 empty] | Yes | Lead | Tier 5 | Yes | Yes | Yes
[19 empty] | Yes | Lead | Tier 5 | Yes | Yes | Yes
[19 empty] | Yes | Lead | Tier 5 | Yes | Yes | Yes
[19 empty] | Yes | Lead | Tier 5 | Yes | Yes | Yes
[19 empty] | Yes | Lead | Tier 5 | Yes | Yes | Yes
[19 empty] | Yes | Lead | Tier 5 | Yes | Yes | Yes
[19 empty] | Yes | Lead | Tier 5 | Yes | Yes | Yes
[19 empty] | Yes | Lead | Tier 5 | Yes | Yes | Yes
[19 empty] | Yes | Lead | Tier 5 | Yes | Yes | Yes
[19 empty] | Yes | Lead | Tier 5 | Yes | Yes | Yes
[19 empty] | Yes | Lead | Tier 5 | Yes | Yes | Yes
[19 empty] | Yes | Lead | Tier 5 | Yes | Yes | Yes
[19 empty] | Yes | Lead | Tier 5 | Yes | Yes | Yes
[19 empty] | Yes | Lead | Tier 5 | Yes | Yes | Yes
[19 empty] | Yes | Lead | Tier 5 | Yes | Yes | Yes
[19 empty] | Yes | Lead | Tier 5 | Yes | Yes | Yes
[19 empty] | Yes | Lead | Tier 5 | Yes | Yes | Yes
[19 empty] | Yes | Lead | Tier 5 | Yes | Yes | Yes
[19 empty] | Yes | Lead | Tier 5 | Yes | Yes | Yes
[19 empty] | Yes | Lead | Tier 5 | Yes | Yes | Yes
[19 empty] | Yes | Lead | Tier 5 | Yes | Yes | Yes
[19 empty] | Yes | Lead | Tier 5 | Yes | Yes | Yes
[19 empty] | Yes | Lead | Tier 5 | Yes | Yes | Yes
[19 empty] | Yes | Lead | Tier 5 | Yes | Yes | Yes
[19 empty] | Yes | Lead | Tier 5 | Yes | Yes | Yes
[19 empty] | Yes | Lead | Tier 5 | Yes | Yes | Yes
[19 empty] | Yes | Lead | Tier 5 | Yes | Yes | Yes
[19 empty] | Yes | Lead | Tier 5 | Yes | Yes | Yes
[19 empty] | Yes | Lead | Tier 5 | Yes | Yes | Yes
[19 empty] | Yes | Lead | Tier 5 | Yes | Yes | Yes
[19 empty] | Yes | Lead | Tier 5 | Yes | Yes | Yes
[19 empty] | Yes | Lead | Tier 5 | Yes | Yes | Yes
[19 empty] | Yes | Lead | Tier 5 | Yes | Yes | Yes
[19 empty] | Yes | Lead | Tier 5 | Yes | Yes | Yes
[19 empty] | Yes | Lead | Tier 5 | Yes | Yes | Yes
[19 empty] | Yes | Lead | Tier 5 | Yes | Yes | Yes
[19 empty] | Yes | Lead | Tier 5 | Yes | Yes | Yes
[19 empty] | Yes | Lead | Tier 5 | Yes | Yes | Yes
[19 empty] | Yes | Lead | Tier 5 | Yes | Yes | Yes
[19 empty] | Yes | Lead | Tier 5 | Yes | Yes | Yes
[19 empty] | Yes | Lead | Tier 5 | Yes | Yes | Yes
[19 empty] | Yes | Lead | Tier 5 | Yes | Yes | Yes
[19 empty] | Yes | Lead | Tier 5 | Yes | Yes | Yes
[19 empty] | Yes | Lead | Tier 5 | Yes | Yes | Yes
[19 empty] | Yes | Lead | Tier 5 | Yes | Yes | Yes
[19 empty] | Yes | Lead | Tier 5 | Yes | Yes | Yes
[19 empty] | Yes | Lead | Tier 5 | Yes | Yes | Yes
[19 empty] | Yes | Lead | Tier 5 | Yes | Yes | Yes
[19 empty] | Yes | Lead | Tier 5 | Yes | Yes | Yes
[19 empty] | Yes | Lead | Tier 5 | Yes | Yes | Yes
[19 empty] | Yes | Lead | Tier 5 | Yes | Yes | Yes
[19 empty] | Yes | Lead | Tier 5 | Yes | Yes | Yes
[19 empty] | Yes | Lead | Tier 5 | Yes | Yes | Yes
[19 empty] | Yes | Lead | Tier 5 | Yes | Yes | Yes
[19 empty] | Yes | Lead | Tier 5 | Yes | Yes | Yes
[19 empty] | Yes | Lead | Tier 5 | Yes | Yes | Yes
[19 empty] | Yes | Lead | Tier 5 | Yes | Yes | Yes
[19 empty] | Yes | Lead | Tier 5 | Yes | Yes | Yes
[19 empty] | Yes | Lead | Tier 5 | Yes | Yes | Yes
[19 empty] | Yes | Lead | Tier 5 | Yes | Yes | Yes
[19 empty] | Yes | Lead | Tier 5 | Yes | Yes | Yes
[19 empty] | Yes | Lead | Tier 5 | Yes | Yes | Yes
[19 empty] | Yes | Lead | Tier 5 | Yes | Yes | Yes
[19 empty] | Yes | Lead | Tier 5 | Yes | Yes | Yes
[19 empty] | Yes | Lead | Tier 5 | Yes | Yes | Yes
[19 empty] | Yes | Lead | Tier 5 | Yes | Yes | Yes
[19 empty] | Yes | Lead | Tier 5 | Yes | Yes | Yes
[19 empty] | Yes | Lead | Tier 5 | Yes | Yes | Yes
[19 empty] | Yes | Lead | Tier 5 | Yes | Yes | Yes
[19 empty] | Yes | Lead | Tier 5 | Yes | Yes | Yes
[19 empty] | Yes | Lead | Tier 5 | Yes | Yes | Yes
[19 empty] | Yes | Lead | Tier 5 | Yes | Yes | Yes
[19 empty] | Yes | Lead | Tier 5 | Yes | Yes | Yes
[19 empty] | Yes | Lead | Tier 5 | Yes | Yes | Yes
[19 empty] | Yes | Lead | Tier 5 | Yes | Yes | Yes
[19 empty] | Yes | Lead | Tier 5 | Yes | Yes | Yes
[19 empty] | Yes | Lead | Tier 5 | Yes | Yes | Yes
[19 empty] | Yes | Lead | Tier 5 | Yes | Yes | Yes
[19 empty] | Yes | Lead | Tier 5 | Yes | Yes | Yes
[19 empty] | Yes | Lead | Tier 5 | Yes | Yes | Yes
[19 empty] | Yes | Lead | Tier 5 | Yes | Yes | Yes
[19 empty] | Yes | Lead | Tier 5 | Yes | Yes | Yes
[19 empty] | Yes | Lead | Tier 5 | Yes | Yes | Yes
[19 empty] | Yes | Lead | Tier 5 | Yes | Yes | Yes
[19 empty] | Yes | Lead | Tier 5 | Yes | Yes | Yes
[19 empty] | Yes | Lead | Tier 5 | Yes | Yes | Yes
[19 empty] | Yes | Lead | Tier 5 | Yes | Yes | Yes
[19 empty] | Yes | Lead | Tier 5 | Yes | Yes | Yes
[19 empty] | Yes | Lead | Tier 5 | Yes | Yes | Yes
[19 empty] | Yes | Lead | Tier 5 | Yes | Yes | Yes
[19 empty] | Yes | Lead | Tier 5 | Yes | Yes | Yes
[19 empty] | Yes | Lead | Tier 5 | Yes | Yes | Yes
[19 empty] | Yes | Lead | Tier 5 | Yes | Yes | Yes
[19 empty] | Yes | Lead | Tier 5 | Yes | Yes | Yes
[19 empty] | Yes | Lead | Tier 5 | Yes | Yes | Yes
[19 empty] | Yes | Lead | Tier 5 | Yes | Yes | Yes
[19 empty] | Yes | Lead | Tier 5 | Yes | Yes | Yes
[19 empty] | Yes | Lead | Tier 5 | Yes | Yes | Yes
[19 empty] | Yes | Lead | Tier 5 | Yes | Yes | Yes
[19 empty] | Yes | Lead | Tier 5 | Yes | Yes | Yes
[19 empty] | Yes | Lead | Tier 5 | Yes | Yes | Yes
[19 empty] | Yes | Lead | Tier 5 | Yes | Yes | Yes
[19 empty] | Yes | Lead | Tier 5 | Yes | Yes | Yes
[19 empty] | Yes | Lead | Tier 5 | Yes | Yes | Yes
[19 empty] | Yes | Lead | Tier 5 | Yes | Yes | Yes
[19 empty] | Yes | Lead | Tier 5 | Yes | Yes | Yes
[19 empty] | Yes | Lead | Tier 5 | Yes | Yes | Yes
[19 empty] | Yes | Lead | Tier 5 | Yes | Yes | Yes
[19 empty] | Yes | Lead | Tier 5 | Yes | Yes | Yes
[19 empty] | Yes | Lead | Tier 5 | Yes | Yes | Yes
[19 empty] | Yes | Lead | Tier 5 | Yes | Yes | Yes
[19 empty] | Yes | Lead | Tier 5 | Yes | Yes | Yes
[19 empty] | Yes | Lead | Tier 5 | Yes | Yes | Yes
[19 empty] | Yes | Lead | Tier 5 | Yes | Yes | Yes
[19 empty] | Yes | Lead | Tier 5 | Yes | Yes | Yes
[19 empty] | Yes | Lead | Tier 5 | Yes | Yes | Yes
[19 empty] | Yes | Lead | Tier 5 | Yes | Yes | Yes
[19 empty] | Yes | Lead | Tier 5 | Yes | Yes | Yes
[19 empty] | Yes | Lead | Tier 5 | Yes | Yes | Yes
[19 empty] | Yes | Lead | Tier 5 | Yes | Yes | Yes
[19 empty] | Yes | Lead | Tier 5 | Yes | Yes | Yes
[19 empty] | Yes | Lead | Tier 5 | Yes | Yes | Yes
[19 empty] | Yes | Lead | Tier 5 | Yes | Yes | Yes
[19 empty] | Yes | Lead | Tier 5 | Yes | Yes | Yes
[19 empty] | Yes | Lead | Tier 5 | Yes | Yes | Yes
[19 empty] | Yes | Lead | Tier 5 | Yes | Yes | Yes
[19 empty] | Yes | Lead | Tier 5 | Yes | Yes | Yes
[19 empty] | Yes | Lead | Tier 5 | Yes | Yes | Yes
[19 empty] | Yes | Lead | Tier 5 | Yes | Yes | Yes
[19 empty] | Yes | Lead | Tier 5 | Yes | Yes | Yes
[19 empty] | Yes | Lead | Tier 5 | Yes | Yes | Yes
[19 empty] | Yes | Lead | Tier 5 | Yes | Yes | Yes
[19 empty] | Yes | Lead | Tier 5 | Yes | Yes | Yes
[19 empty] | Yes | Lead | Tier 5 | Yes | Yes | Yes
[19 empty] | Yes | Lead | Tier 5 | Yes | Yes | Yes
[19 empty] | Yes | Lead | Tier 5 | Yes | Yes | Yes
[19 empty] | Yes | Lead | Tier 5 | Yes | Yes | Yes
[19 empty] | Yes | Lead | Tier 5 | Yes | Yes | Yes
[19 empty] | Yes | Lead | Tier 5 | Yes | Yes | Yes
[19 empty] | Yes | Lead | Tier 5 | Yes | Yes | Yes
[19 empty] | Yes | Lead | Tier 5 | Yes | Yes | Yes
[19 empty] | Yes | Lead | Tier 5 | Yes | Yes | Yes
[19 empty] | Yes | Lead | Tier 5 | Yes | Yes | Yes
[19 empty] | Yes | Lead | Tier 5 | Yes | Yes | Yes
[19 empty] | Yes | Lead | Tier 5 | Yes | Yes | Yes
[19 empty] | Yes | Lead | Tier 5 | Yes | Yes | Yes
[19 empty] | Yes | Lead | Tier 5 | Yes | Yes | Yes
[19 empty] | Yes | Lead | Tier 5 | Yes | Yes | Yes
[19 empty] | Yes | Lead | Tier 5 | Yes | Yes | Yes
[19 empty] | Yes | Lead | Tier 5 | Yes | Yes | Yes
[19 empty] | Yes | Lead | Tier 5 | Yes | Yes | Yes
[19 empty] | Yes | Lead | Tier 5 | Yes | Yes | Yes
[19 empty] | Yes | Lead | Tier 5 | Yes | Yes | Yes
[19 empty] | Yes | Lead | Tier 5 | Yes | Yes | Yes
[19 empty] | Yes | Lead | Tier 5 | Yes | Yes | Yes
[19 empty] | Yes | Lead | Tier 5 | Yes | Yes | Yes
[19 empty] | Yes | Lead | Tier 5 | Yes | Yes | Yes
[19 empty] | Yes | Lead | Tier 5 | Yes | Yes | Yes
[19 empty] | Yes | Lead | Tier 5 | Yes | Yes | Yes
[19 empty] | Yes | Lead | Tier 5 | Yes | Yes | Yes
[19 empty] | Yes | Lead | Tier 5 | Yes | Yes | Yes
[19 empty] | Yes | Lead | Tier 5 | Yes | Yes | Yes
[19 empty] | Yes | Lead | Tier 5 | Yes | Yes | Yes
[19 empty] | Yes | Lead | Tier 5 | Yes | Yes | Yes
[19 empty] | Yes | Lead | Tier 5 | Yes | Yes | Yes
[19 empty] | Yes | Lead | Tier 5 | Yes | Yes | Yes
[19 empty] | Yes | Lead | Tier 5 | Yes | Yes | Yes
[19 empty] | Yes | Lead | Tier 5 | Yes | Yes | Yes
[19 empty] | Yes | Lead | Tier 5 | Yes | Yes | Yes
[19 empty] | Yes | Lead | Tier 5 | Yes | Yes | Yes
[19 empty] | Yes | Lead | Tier 5 | Yes | Yes | Yes
[19 empty] | Yes | Lead | Tier 5 | Yes | Yes | Yes
[19 empty] | Yes | Lead | Tier 5 | Yes | Yes | Yes
[19 empty] | Yes | Lead | Tier 5 | Yes | Yes | Yes
[19 empty] | Yes | Lead | Tier 5 | Yes | Yes | Yes
[19 empty] | Yes | Lead | Tier 5 | Yes | Yes | Yes
[19 empty] | Yes | Lead | Tier 5 | Yes | Yes | Yes
[19 empty] | Yes | Lead | Tier 5 | Yes | Yes | Yes
[19 empty] | Yes | Lead | Tier 5 | Yes | Yes | Yes
[19 empty] | Yes | Lead | Tier 5 | Yes | Yes | Yes
[19 empty] | Yes | Lead | Tier 5 | Yes | Yes | Yes
[19 empty] | Yes | Lead | Tier 5 | Yes | Yes | Yes
[19 empty] | Yes | Lead | Tier 5 | Yes | Yes | Yes
[19 empty] | Yes | Lead | Tier 5 | Yes | Yes | Yes
[19 empty] | Yes | Lead | Tier 5 | Yes | Yes | Yes
[19 empty] | Yes | Lead | Tier 5 | Yes | Yes | Yes
[19 empty] | Yes | Lead | Tier 5 | Yes | Yes | Yes
[19 empty] | Yes | Lead | Tier 5 | Yes | Yes | Yes
[19 empty] | Yes | Lead | Tier 5 | Yes | Yes | Yes
[19 empty] | Yes | Lead | Tier 5 | Yes | Yes | Yes
[19 empty] | Yes | Lead | Tier 5 | Yes | Yes | Yes
[19 empty] | Yes | Lead | Tier 5 | Yes | Yes | Yes
[19 empty] | Yes | Lead | Tier 5 | Yes | Yes | Yes
[19 empty] | Yes | Lead | Tier 5 | Yes | Yes | Yes
[19 empty] | Yes | Lead | Tier 5 | Yes | Yes | Yes
[19 empty] | Yes | Lead | Tier 5 | Yes | Yes | Yes
[19 empty] | Yes | Lead | Tier 5 | Yes | Yes | Yes
[19 empty] | Yes | Lead | Tier 5 | Yes | Yes | Yes
[19 empty] | Yes | Lead | Tier 5 | Yes | Yes | Yes
[19 empty] | Yes | Lead | Tier 5 | Yes | Yes | Yes
[19 empty] | Yes | Lead | Tier 5 | Yes | Yes | Yes
[19 empty] | Yes | Lead | Tier 5 | Yes | Yes | Yes
[19 empty] | Yes | Lead | Tier 5 | Yes | Yes | Yes
[19 empty] | Yes | Lead | Tier 5 | Yes | Yes | Yes
[19 empty] | Yes | Lead | Tier 5 | Yes | Yes | Yes
[19 empty] | Yes | Lead | Tier 5 | Yes | Yes | Yes
[19 empty] | Yes | Lead | Tier 5 | Yes | Yes | Yes
[19 empty] | Yes | Lead | Tier 5 | Yes | Yes | Yes
[19 empty] | Yes | Lead | Tier 5 | Yes | Yes | Yes
[19 empty] | Yes | Lead | Tier 5 | Yes | Yes | Yes
[19 empty] | Yes | Lead | Tier 5 | Yes | Yes | Yes
[19 empty] | Yes | Lead | Tier 5 | Yes | Yes | Yes
[19 empty] | Yes | Lead | Tier 5 | Yes | Yes | Yes
[19 empty] | Yes | Lead | Tier 5 | Yes | Yes | Yes
[19 empty] | Yes | Lead | Tier 5 | Yes | Yes | Yes
[19 empty] | Yes | Lead | Tier 5 | Yes | Yes | Yes
[19 empty] | Yes | Lead | Tier 5 | Yes | Yes | Yes
[19 empty] | Yes | Lead | Tier 5 | Yes | Yes | Yes
[19 empty] | Yes | Lead | Tier 5 | Yes | Yes | Yes
[19 empty] | Yes | Lead | Tier 5 | Yes | Yes | Yes
[19 empty] | Yes | Lead | Tier 5 | Yes | Yes | Yes
[19 empty] | Yes | Lead | Tier 5 | Yes | Yes | Yes
[19 empty] | Yes | Lead | Tier 5 | Yes | Yes | Yes
[19 empty] | Yes | Lead | Tier 5 | Yes | Yes | Yes
[19 empty] | Yes | Lead | Tier 5 | Yes | Yes | Yes
[19 empty] | Yes | Lead | Tier 5 | Yes | Yes | Yes
[19 empty] | Yes | Lead | Tier 5 | Yes | Yes | Yes
[19 empty] | Yes | Lead | Tier 5 | Yes | Yes | Yes
[19 empty] | Yes | Lead | Tier 5 | Yes | Yes | Yes
[19 empty] | Yes | Lead | Tier 5 | Yes | Yes | Yes
[19 empty] | Yes | Lead | Tier 5 | Yes | Yes | Yes
[19 empty] | Yes | Lead | Tier 5 | Yes | Yes | Yes
[19 empty] | Yes | Lead | Tier 5 | Yes | Yes | Yes
[19 empty] | Yes | Lead | Tier 5 | Yes | Yes | Yes
[19 empty] | Yes | Lead | Tier 5 | Yes | Yes | Yes
[19 empty] | Yes | Lead | Tier 5 | Yes | Yes | Yes
[19 empty] | Yes | Lead | Tier 5 | Yes | Yes | Yes
[19 empty] | Yes | Lead | Tier 5 | Yes | Yes | Yes
[19 empty] | Yes | Lead | Tier 5 | Yes | Yes | Yes
[19 empty] | Yes | Lead | Tier 5 | Yes | Yes | Yes
[19 empty] | Yes | Lead | Tier 5 | Yes | Yes | Yes
[19 empty] | Yes | Lead | Tier 5 | Yes | Yes | Yes
[19 empty] | Yes | Lead | Tier 5 | Yes | Yes | Yes
[19 empty] | Yes | Lead | Tier 5 | Yes | Yes | Yes
[19 empty] | Yes | Lead | Tier 5 | Yes | Yes | Yes
[19 empty] | Yes | Lead | Tier 5 | Yes | Yes | Yes
[19 empty] | Yes | Lead | Tier 5 | Yes | Yes | Yes
[19 empty] | Yes | Lead | Tier 5 | Yes | Yes | Yes
[19 empty] | Yes | Lead | Tier 5 | Yes | Yes | Yes
[19 empty] | Yes | Lead | Tier 5 | Yes | Yes | Yes
[19 empty] | Yes | Lead | Tier 5 | Yes | Yes | Yes
[19 empty] | Yes | Lead | Tier 5 | Yes | Yes | Yes
[19 empty] | Yes | Lead | Tier 5 | Yes | Yes | Yes
[19 empty] | Yes | Lead | Tier 5 | Yes | Yes | Yes
[19 empty] | Yes | Lead | Tier 5 | Yes | Yes | Yes
[19 empty] | Yes | Lead | Tier 5 | Yes | Yes | Yes
[19 empty] | Yes | Lead | Tier 5 | Yes | Yes | Yes
[19 empty] | Yes | Lead | Tier 5 | Yes | Yes | Yes
[19 empty] | Yes | Lead | Tier 5 | Yes | Yes | Yes
[19 empty] | Yes | Lead | Tier 5 | Yes | Yes | Yes
[19 empty] | Yes | Lead | Tier 5 | Yes | Yes | Yes
[19 empty] | Yes | Lead | Tier 5 | Yes | Yes | Yes
[19 empty] | Yes | Lead | Tier 5 | Yes | Yes | Yes
[19 empty] | Yes | Lead | Tier 5 | Yes | Yes | Yes
[19 empty] | Yes | Lead | Tier 5 | Yes | Yes | Yes
[19 empty] | Yes | Lead | Tier 5 | Yes | Yes | Yes
[19 empty] | Yes | Lead | Tier 5 | Yes | Yes | Yes
[19 empty] | Yes | Lead | Tier 5 | Yes | Yes | Yes
[19 empty] | Yes | Lead | Tier 5 | Yes | Yes | Yes
[19 empty] | Yes | Lead | Tier 5 | Yes | Yes | Yes
[19 empty] | Yes | Lead | Tier 5 | Yes | Yes | Yes
[19 empty] | Yes | Lead | Tier 5 | Yes | Yes | Yes
[19 empty] | Yes | Lead | Tier 5 | Yes | Yes | Yes
[19 empty] | Yes | Lead | Tier 5 | Yes | Yes | Yes
[19 empty] | Yes | Lead | Tier 5 | Yes | Yes | Yes
[19 empty] | Yes | Lead | Tier 5 | Yes | Yes | Yes
[19 empty] | Yes | Lead | Tier 5 | Yes | Yes | Yes
[19 empty] | Yes | Lead | Tier 5 | Yes | Yes | Yes
[19 empty] | Yes | Lead | Tier 5 | Yes | Yes | Yes
[19 empty] | Yes | Lead | Tier 5 | Yes | Yes | Yes
[19 empty] | Yes | Lead | Tier 5 | Yes | Yes | Yes
[19 empty] | Yes | Lead | Tier 5 | Yes | Yes | Yes
[19 empty] | Yes | Lead | Tier 5 | Yes | Yes | Yes
[19 empty] | Yes | Lead | Tier 5 | Yes | Yes | Yes
[19 empty] | Yes | Lead | Tier 5 | Yes | Yes | Yes
[19 empty] | Yes | Lead | Tier 5 | Yes | Yes | Yes
[19 empty] | Yes | Lead | Tier 5 | Yes | Yes | Yes
[19 empty] | Yes | Lead | Tier 5 | Yes | Yes | Yes
[19 empty] | Yes | Lead | Tier 5 | Yes | Yes | Yes
[19 empty] | Yes | Lead | Tier 5 | Yes | Yes | Yes
[19 empty] | Yes | Lead | Tier 5 | Yes | Yes | Yes
[19 empty] | Yes | Lead | Tier 5 | Yes | Yes | Yes
[19 empty] | Yes | Lead | Tier 5 | Yes | Yes | Yes
[19 empty] | Yes | Lead | Tier 5 | Yes | Yes | Yes
[19 empty] | Yes | Lead | Tier 5 | Yes | Yes | Yes
[19 empty] | Yes | Lead | Tier 5 | Yes | Yes | Yes
[19 empty] | Yes | Lead | Tier 5 | Yes | Yes | Yes
[19 empty] | Yes | Lead | Tier 5 | Yes | Yes | Yes
[19 empty] | Yes | Lead | Tier 5 | Yes | Yes | Yes
[19 empty] | Yes | Lead | Tier 5 | Yes | Yes | Yes
[19 empty] | Yes | Lead | Tier 5 | Yes | Yes | Yes
[19 empty] | Yes | Lead | Tier 5 | Yes | Yes | Yes
[19 empty] | Yes | Lead | Tier 5 | Yes | Yes | Yes
[19 empty] | Yes | Lead | Tier 5 | Yes | Yes | Yes
[19 empty] | Yes | Lead | Tier 5 | Yes | Yes | Yes
[19 empty] | Yes | Lead | Tier 5 | Yes | Yes | Yes
[19 empty] | Yes | Lead | Tier 5 | Yes | Yes | Yes
[19 empty] | Yes | Lead | Tier 5 | Yes | Yes | Yes
[19 empty] | Yes | Lead | Tier 5 | Yes | Yes | Yes
[19 empty] | Yes | Lead | Tier 5 | Yes | Yes | Yes
[19 empty] | Yes | Lead | Tier 5 | Yes | Yes | Yes
[19 empty] | Yes | Lead | Tier 5 | Yes | Yes | Yes
[19 empty] | Yes | Lead | Tier 5 | Yes | Yes | Yes
[19 empty] | Yes | Lead | Tier 5 | Yes | Yes | Yes
[19 empty] | Yes | Lead | Tier 5 | Yes | Yes | Yes
[19 empty] | Yes | Lead | Tier 5 | Yes | Yes | Yes
[19 empty] | Yes | Lead | Tier 5 | Yes | Yes | Yes
[19 empty] | Yes | Lead | Tier 5 | Yes | Yes | Yes
[19 empty] | Yes | Lead | Tier 5 | Yes | Yes | Yes
[19 empty] | Yes | Lead | Tier 5 | Yes | Yes | Yes
[19 empty] | Yes | Lead | Tier 5 | Yes | Yes | Yes
[19 empty] | Yes | Lead | Tier 5 | Yes | Yes | Yes
[19 empty] | Yes | Lead | Tier 5 | Yes | Yes | Yes
[19 empty] | Yes | Lead | Tier 5 | Yes | Yes | Yes
[19 empty] | Yes | Lead | Tier 5 | Yes | Yes | Yes
[19 empty] | Yes | Lead | Tier 5 | Yes | Yes | Yes
[19 empty] | Yes | Lead | Tier 5 | Yes | Yes | Yes
[19 empty] | Yes | Lead | Tier 5 | Yes | Yes | Yes
[19 empty] | Yes | Lead | Tier 5 | Yes | Yes | Yes
[19 empty] | Yes | Lead | Tier 5 | Yes | Yes | Yes
[19 empty] | Yes | Lead | Tier 5 | Yes | Yes | Yes
[19 empty] | Yes | Lead | Tier 5 | Yes | Yes | Yes
[19 empty] | Yes | Lead | Tier 5 | Yes | Yes | Yes
[19 empty] | Yes | Lead | Tier 5 | Yes | Yes | Yes
[19 empty] | Yes | Lead | Tier 5 | Yes | Yes | Yes
[19 empty] | Yes | Lead | Tier 5 | Yes | Yes | Yes
[19 empty] | Yes | Lead | Tier 5 | Yes | Yes | Yes
[19 empty] | Yes | Lead | Tier 5 | Yes | Yes | Yes
[19 empty] | Yes | Lead | Tier 5 | Yes | Yes | Yes
[19 empty] | Yes | Lead | Tier 5 | Yes | Yes | Yes
[19 empty] | Yes | Lead | Tier 5 | Yes | Yes | Yes
[19 empty] | Yes | Lead | Tier 5 | Yes | Yes | Yes
[19 empty] | Yes | Lead | Tier 5 | Yes | Yes | Yes
[19 empty] | Yes | Lead | Tier 5 | Yes | Yes | Yes
[19 empty] | Yes | Lead | Tier 5 | Yes | Yes | Yes
[19 empty] | Yes | Lead | Tier 5 | Yes | Yes | Yes
[19 empty] | Yes | Lead | Tier 5 | Yes | Yes | Yes
[19 empty] | Yes | Lead | Tier 5 | Yes | Yes | Yes
[19 empty] | Yes | Lead | Tier 5 | Yes | Yes | Yes
[19 empty] | Yes | Lead | Tier 5 | Yes | Yes | Yes
[19 empty] | Yes | Lead | Tier 5 | Yes | Yes | Yes
[19 empty] | Yes | Lead | Tier 5 | Yes | Yes | Yes
[19 empty] | Yes | Lead | Tier 5 | Yes | Yes | Yes
[19 empty] | Yes | Lead | Tier 5 | Yes | Yes | Yes
[19 empty] | Yes | Lead | Tier 5 | Yes | Yes | Yes
[19 empty] | Yes | Lead | Tier 5 | Yes | Yes | Yes
[19 empty] | Yes | Lead | Tier 5 | Yes | Yes | Yes
[19 empty] | Yes | Lead | Tier 5 | Yes | Yes | Yes
[19 empty] | Yes | Lead | Tier 5 | Yes | Yes | Yes
[19 empty] | Yes | Lead | Tier 5 | Yes | Yes | Yes
[19 empty] | Yes | Lead | Tier 5 | Yes | Yes | Yes
[19 empty] | Yes | Lead | Tier 5 | Yes | Yes | Yes
[19 empty] | Yes | Lead | Tier 5 | Yes | Yes | Yes
[19 empty] | Yes | Lead | Tier 5 | Yes | Yes | Yes
[19 empty] | Yes | Lead | Tier 5 | Yes | Yes | Yes
[19 empty] | Yes | Lead | Tier 5 | Yes | Yes | Yes
[19 empty] | Yes | Lead | Tier 5 | Yes | Yes | Yes
[19 empty] | Yes | Lead | Tier 5 | Yes | Yes | Yes
[19 empty] | Yes | Lead | Tier 5 | Yes | Yes | Yes
[19 empty] | Yes | Lead | Tier 5 | Yes | Yes | Yes
[19 empty] | Yes | Lead | Tier 5 | Yes | Yes | Yes
[19 empty] | Yes | Lead | Tier 5 | Yes | Yes | Yes
[19 empty] | Yes | Lead | Tier 5 | Yes | Yes | Yes
[19 empty] | Yes | Lead | Tier 5 | Yes | Yes | Yes
[19 empty] | Yes | Lead | Tier 5 | Yes | Yes | Yes
[19 empty] | Yes | Lead | Tier 5 | Yes | Yes | Yes
[19 empty] | Yes | Lead | Tier 5 | Yes | Yes | Yes
[19 empty] | Yes | Lead | Tier 5 | Yes | Yes | Yes
[19 empty] | Yes | Lead | Tier 5 | Yes | Yes | Yes
[19 empty] | Yes | Lead | Tier 5 | Yes | Yes | Yes
[19 empty] | Yes | Lead | Tier 5 | Yes | Yes | Yes
[19 empty] | Yes | Lead | Tier 5 | Yes | Yes | Yes
[19 empty] | Yes | Lead | Tier 5 | Yes | Yes | Yes
[19 empty] | Yes | Lead | Tier 5 | Yes | Yes | Yes
[19 empty] | Yes | Lead | Tier 5 | Yes | Yes | Yes
[19 empty] | Yes | Lead | Tier 5 | Yes | Yes | Yes
[19 empty] | Yes | Lead | Tier 5 | Yes | Yes | Yes
[19 empty] | Yes | Lead | Tier 5 | Yes | Yes | Yes
[19 empty] | Yes | Lead | Tier 5 | Yes | Yes | Yes
[19 empty] | Yes | Lead | Tier 5 | Yes | Yes | Yes
[19 empty] | Yes | Lead | Tier 5 | Yes | Yes | Yes
[19 empty] | Yes | Lead | Tier 5 | Yes | Yes | Yes
[19 empty] | Yes | Lead | Tier 5 | Yes | Yes | Yes
[19 empty] | Yes | Lead | Tier 5 | Yes | Yes | Yes
[19 empty] | Yes | Lead | Tier 5 | Yes | Yes | Yes
[19 empty] | Yes | Lead | Tier 5 | Yes | Yes | Yes
[19 empty] | Yes | Lead | Tier 5 | Yes | Yes | Yes
[19 empty] | Yes | Lead | Tier 5 | Yes | Yes | Yes
[19 empty] | Yes | Lead | Tier 5 | Yes | Yes | Yes
[19 empty] | Yes | Lead | Tier 5 | Yes | Yes | Yes
[19 empty] | Yes | Lead | Tier 5 | Yes | Yes | Yes
[19 empty] | Yes | Lead | Tier 5 | Yes | Yes | Yes
[19 empty] | Yes | Lead | Tier 5 | Yes | Yes | Yes
[19 empty] | Yes | Lead | Tier 5 | Yes | Yes | Yes
[19 empty] | Yes | Lead | Tier 5 | Yes | Yes | Yes
[19 empty] | Yes | Lead | Tier 5 | Yes | Yes | Yes
[19 empty] | Yes | Lead | Tier 5 | Yes | Yes | Yes
[19 empty] | Yes | Lead | Tier 5 | Yes | Yes | Yes
[19 empty] | Yes | Lead | Tier 5 | Yes | Yes | Yes
[19 empty] | Yes | Lead | Tier 5 | Yes | Yes | Yes
[19 empty] | Yes | Lead | Tier 5 | Yes | Yes | Yes
[19 empty] | Yes | Lead | Tier 5 | Yes | Yes | Yes
[19 empty] | Yes | Lead | Tier 5 | Yes | Yes | Yes
[19 empty] | Yes | Lead | Tier 5 | Yes | Yes | Yes
[19 empty] | Yes | Lead | Tier 5 | Yes | Yes | Yes
[19 empty] | Yes | Lead | Tier 5 | Yes | Yes | Yes
[19 empty] | Yes | Lead | Tier 5 | Yes | Yes | Yes
[19 empty] | Yes | Lead | Tier 5 | Yes | Yes | Yes
[19 empty] | Yes | Lead | Tier 5 | Yes | Yes | Yes
[19 empty] | Yes | Lead | Tier 5 | Yes | Yes | Yes
[19 empty] | Yes | Lead | Tier 5 | Yes | Yes | Yes
[19 empty] | Yes | Lead | Tier 5 | Yes | Yes | Yes
[19 empty] | Yes | Lead | Tier 5 | Yes | Yes | Yes
[19 empty] | Yes | Lead | Tier 5 | Yes | Yes | Yes
[19 empty] | Yes | Lead | Tier 5 | Yes | Yes | Yes
[19 empty] | Yes | Lead | Tier 5 | Yes | Yes | Yes
[19 empty] | Yes | Lead | Tier 5 | Yes | Yes | Yes
[19 empty] | Yes | Lead | Tier 5 | Yes | Yes | Yes
[19 empty] | Yes | Lead | Tier 5 | Yes | Yes | Yes
[19 empty] | Yes | Lead | Tier 5 | Yes | Yes | Yes
[19 empty] | Yes | Lead | Tier 5 | Yes | Yes | Yes
[19 empty] | Yes | Lead | Tier 5 | Yes | Yes | Yes
[19 empty] | Yes | Lead | Tier 5 | Yes | Yes | Yes
[19 empty] | Yes | Lead | Tier 5 | Yes | Yes | Yes
[19 empty] | Yes | Lead | Tier 5 | Yes | Yes | Yes
[19 empty] | Yes | Lead | Tier 5 | Yes | Yes | Yes
[19 empty] | Yes | Lead | Tier 5 | Yes | Yes | Yes
[19 empty] | Yes | Lead | Tier 5 | Yes | Yes | Yes
[19 empty] | Yes | Lead | Tier 5 | Yes | Yes | Yes
[19 empty] | Yes | Lead | Tier 5 | Yes | Yes | Yes
[19 empty] | Yes | Lead | Tier 5 | Yes | Yes | Yes
[19 empty] | Yes | Lead | Tier 5 | Yes | Yes | Yes
[19 empty] | Yes | Lead | Tier 5 | Yes | Yes | Yes
[19 empty] | Yes | Lead | Tier 5 | Yes | Yes | Yes
[19 empty] | Yes | Lead | Tier 5 | Yes | Yes | Yes
[19 empty] | Yes | Lead | Tier 5 | Yes | Yes | Yes
[19 empty] | Yes | Lead | Tier 5 | Yes | Yes | Yes
[19 empty] | Yes | Lead | Tier 5 | Yes | Yes | Yes
[19 empty] | Yes | Lead | Tier 5 | Yes | Yes | Yes
[19 empty] | Yes | Lead | Tier 5 | Yes | Yes | Yes
[19 empty] | Yes | Lead | Tier 5 | Yes | Yes | Yes
[19 empty] | Yes | Lead | Tier 5 | Yes | Yes | Yes
[19 empty] | Yes | Lead | Tier 5 | Yes | Yes | Yes
[19 empty] | Yes | Lead | Tier 5 | Yes | Yes | Yes
[19 empty] | Yes | Lead | Tier 5 | Yes | Yes | Yes
[19 empty] | Yes | Lead | Tier 5 | Yes | Yes | Yes
[19 empty] | Yes | Lead | Tier 5 | Yes | Yes | Yes
[19 empty] | Yes | Lead | Tier 5 | Yes | Yes | Yes
[19 empty] | Yes | Lead | Tier 5 | Yes | Yes | Yes
[19 empty] | Yes | Lead | Tier 5 | Yes | Yes | Yes
[19 empty] | Yes | Lead | Tier 5 | Yes | Yes | Yes
[19 empty] | Yes | Lead | Tier 5 | Yes | Yes | Yes
[19 empty] | Yes | Lead | Tier 5 | Yes | Yes | Yes
[19 empty] | Yes | Lead | Tier 5 | Yes | Yes | Yes
[19 empty] | Yes | Lead | Tier 5 | Yes | Yes | Yes
[19 empty] | Yes | Lead | Tier 5 | Yes | Yes | Yes
[19 empty] | Yes | Lead | Tier 5 | Yes | Yes | Yes
[19 empty] | Yes | Lead | Tier 5 | Yes | Yes | Yes
[19 empty] | Yes | Lead | Tier 5 | Yes | Yes | Yes
[19 empty] | Yes | Lead | Tier 5 | Yes | Yes | Yes
[19 empty] | Yes | Lead | Tier 5 | Yes | Yes | Yes
[19 empty] | Yes | Lead | Tier 5 | Yes | Yes | Yes
[19 empty] | Yes | Lead | Tier 5 | Yes | Yes | Yes
[19 empty] | Yes | Lead | Tier 5 | Yes | Yes | Yes
[19 empty] | Yes | Lead | Tier 5 | Yes | Yes | Yes
[19 empty] | Yes | Lead | Tier 5 | Yes | Yes | Yes
[19 empty] | Yes | Lead | Tier 5 | Yes | Yes | Yes
[19 empty] | Yes | Lead | Tier 5 | Yes | Yes | Yes
[19 empty] | Yes | Lead | Tier 5 | Yes | Yes | Yes
[19 empty] | Yes | Lead | Tier 5 | Yes | Yes | Yes
[19 empty] | Yes | Lead | Tier 5 | Yes | Yes | Yes
[19 empty] | Yes | Lead | Tier 5 | Yes | Yes | Yes
[19 empty] | Yes | Lead | Tier 5 | Yes | Yes | Yes
[19 empty] | Yes | Lead | Tier 5 | Yes | Yes | Yes
[19 empty] | Yes | Lead | Tier 5 | Yes | Yes | Yes
[19 empty] | Yes | Lead | Tier 5 | Yes | Yes | Yes
[19 empty] | Yes | Lead | Tier 5 | Yes | Yes | Yes
[19 empty] | Yes | Lead | Tier 5 | Yes | Yes | Yes
[19 empty] | Yes | Lead | Tier 5 | Yes | Yes | Yes
[19 empty] | Yes | Lead | Tier 5 | Yes | Yes | Yes
[19 empty] | Yes | Lead | Tier 5 | Yes | Yes | Yes
[19 empty] | Yes | Lead | Tier 5 | Yes | Yes | Yes
[19 empty] | Yes | Lead | Tier 5 | Yes | Yes | Yes
[19 empty] | Yes | Lead | Tier 5 | Yes | Yes | Yes
[19 empty] | Yes | Lead | Tier 5 | Yes | Yes | Yes
[19 empty] | Yes | Lead | Tier 5 | Yes | Yes | Yes
[19 empty] | Yes | Lead | Tier 5 | Yes | Yes | Yes
[19 empty] | Yes | Lead | Tier 5 | Yes | Yes | Yes
[19 empty] | Yes | Lead | Tier 5 | Yes | Yes | Yes
[19 empty] | Yes | Lead | Tier 5 | Yes | Yes | Yes
[19 empty] | Yes | Lead | Tier 5 | Yes | Yes | Yes
[19 empty] | Yes | Lead | Tier 5 | Yes | Yes | Yes
[19 empty] | Yes | Lead | Tier 5 | Yes | Yes | Yes
[19 empty] | Yes | Lead | Tier 5 | Yes | Yes | Yes
[19 empty] | Yes | Lead | Tier 5 | Yes | Yes | Yes
[19 empty] | Yes | Lead | Tier 5 | Yes | Yes | Yes
[19 empty] | Yes | Lead | Tier 5 | Yes | Yes | Yes
[19 empty] | Yes | Lead | Tier 5 | Yes | Yes | Yes
[19 empty] | Yes | Lead | Tier 5 | Yes | Yes | Yes
[19 empty] | Yes | Lead | Tier 5 | Yes | Yes | Yes
[19 empty] | Yes | Lead | Tier 5 | Yes | Yes | Yes
[19 empty] | Yes | Lead | Tier 5 | Yes | Yes | Yes
[19 empty] | Yes | Lead | Tier 5 | Yes | Yes | Yes
[19 empty] | Yes | Lead | Tier 5 | Yes | Yes | Yes
[19 empty] | Yes | Lead | Tier 5 | Yes | Yes | Yes
[19 empty] | Yes | Lead | Tier 5 | Yes | Yes | Yes
[19 empty] | Yes | Lead | Tier 5 | Yes | Yes | Yes
[19 empty] | Yes | Lead | Tier 5 | Yes | Yes | Yes
[19 empty] | Yes | Lead | Tier 5 | Yes | Yes | Yes
[19 empty] | Yes | Lead | Tier 5 | Yes | Yes | Yes
[19 empty] | Yes | Lead | Tier 5 | Yes | Yes | Yes
[19 empty] | Yes | Lead | Tier 5 | Yes | Yes | Yes
[19 empty] | Yes | Lead | Tier 5 | Yes | Yes | Yes
[19 empty] | Yes | Lead | Tier 5 | Yes | Yes | Yes
[19 empty] | Yes | Lead | Tier 5 | Yes | Yes | Yes
[19 empty] | Yes | Lead | Tier 5 | Yes | Yes | Yes
[19 empty] | Yes | Lead | Tier 5 | Yes | Yes | Yes
[19 empty] | Yes | Lead | Tier 5 | Yes | Yes | Yes
[19 empty] | Yes | Lead | Tier 5 | Yes | Yes | Yes
[19 empty] | Yes | Lead | Tier 5 | Yes | Yes | Yes
[19 empty] | Yes | Lead | Tier 5 | Yes | Yes | Yes
[19 empty] | Yes | Lead | Tier 5 | Yes | Yes | Yes
[19 empty] | Yes | Lead | Tier 5 | Yes | Yes | Yes
[19 empty] | Yes | Lead | Tier 5 | Yes | Yes | Yes
[19 empty] | Yes | Lead | Tier 5 | Yes | Yes | Yes
[19 empty] | Yes | Lead | Tier 5 | Yes | Yes | Yes
[19 empty] | Yes | Lead | Tier 5 | Yes | Yes | Yes
[19 empty] | Yes | Lead | Tier 5 | Yes | Yes | Yes
[19 empty] | Yes | Lead | Tier 5 | Yes | Yes | Yes
[19 empty] | Yes | Lead | Tier 5 | Yes | Yes | Yes
[19 empty] | Yes | Lead | Tier 5 | Yes | Yes | Yes
[19 empty] | Yes | Lead | Tier 5 | Yes | Yes | Yes
[19 empty] | Yes | Lead | Tier 5 | Yes | Yes | Yes
[19 empty] | Yes | Lead | Tier 5 | Yes | Yes | Yes
[19 empty] | Yes | Lead | Tier 5 | Yes | Yes | Yes
[19 empty] | Yes | Lead | Tier 5 | Yes | Yes | Yes
[19 empty] | Yes | Lead | Tier 5 | Yes | Yes | Yes
[19 empty] | Yes | Lead | Tier 5 | Yes | Yes | Yes
[19 empty] | Yes | Lead | Tier 5 | Yes | Yes | Yes
[19 empty] | Yes | Lead | Tier 5 | Yes | Yes | Yes
[19 empty] | Yes | Lead | Tier 5 | Yes | Yes | Yes
[19 empty] | Yes | Lead | Tier 5 | Yes | Yes | Yes
[19 empty] | Yes | Lead | Tier 5 | Yes | Yes | Yes
[19 empty] | Yes | Lead | Tier 5 | Yes | Yes | Yes
[19 empty] | Yes | Lead | Tier 5 | Yes | Yes | Yes
[19 empty] | Yes | Lead | Tier 5 | Yes | Yes | Yes
[19 empty] | Yes | Lead | Tier 5 | Yes | Yes | Yes
[19 empty] | Yes | Lead | Tier 5 | Yes | Yes | Yes
[19 empty] | Yes | Lead | Tier 5 | Yes | Yes | Yes
[19 empty] | Yes | Lead | Tier 5 | Yes | Yes | Yes
[19 empty] | Yes | Lead | Tier 5 | Yes | Yes | Yes
[19 empty] | Yes | Lead | Tier 5 | Yes | Yes | Yes
[19 empty] | Yes | Lead | Tier 5 | Yes | Yes | Yes
[19 empty] | Yes | Lead | Tier 5 | Yes | Yes | Yes
[19 empty] | Yes | Lead | Tier 5 | Yes | Yes | Yes
[19 empty] | Yes | Lead | Tier 5 | Yes | Yes | Yes
[19 empty] | Yes | Lead | Tier 5 | Yes | Yes | Yes
[19 empty] | Yes | Lead | Tier 5 | Yes | Yes | Yes
[19 empty] | Yes | Lead | Tier 5 | Yes | Yes | Yes
[19 empty] | Yes | Lead | Tier 5 | Yes | Yes | Yes
[19 empty] | Yes | Lead | Tier 5 | Yes | Yes | Yes
[19 empty] | Yes | Lead | Tier 5 | Yes | Yes | Yes
[19 empty] | Yes | Lead | Tier 5 | Yes | Yes | Yes
[19 empty] | Yes | Lead | Tier 5 | Yes | Yes | Yes
[19 empty] | Yes | Lead | Tier 5 | Yes | Yes | Yes
[19 empty] | Yes | Lead | Tier 5 | Yes | Yes | Yes
[19 empty] | Yes | Lead | Tier 5 | Yes | Yes | Yes
[19 empty] | Yes | Lead | Tier 5 | Yes | Yes | Yes
[19 empty] | Yes | Lead | Tier 5 | Yes | Yes | Yes
[19 empty] | Yes | Lead | Tier 5 | Yes | Yes | Yes
[19 empty] | Yes | Lead | Tier 5 | Yes | Yes | Yes
[19 empty] | Yes | Lead | Tier 5 | Yes | Yes | Yes
[19 empty] | Yes | Lead | Tier 5 | Yes | Yes | Yes
[19 empty] | Yes | Lead | Tier 5 | Yes | Yes | Yes
[19 empty] | Yes | Lead | Tier 5 | Yes | Yes | Yes
[19 empty] | Yes | Lead | Tier 5 | Yes | Yes | Yes
[19 empty] | Yes | Lead | Tier 5 | Yes | Yes | Yes
[19 empty] | Yes | Lead | Tier 5 | Yes | Yes | Yes
[19 empty] | Yes | Lead | Tier 5 | Yes | Yes | Yes
[19 empty] | Yes | Lead | Tier 5 | Yes | Yes | Yes
[19 empty] | Yes | Lead | Tier 5 | Yes | Yes | Yes
[19 empty] | Yes | Lead | Tier 5 | Yes | Yes | Yes
[19 empty] | Yes | Lead | Tier 5 | Yes | Yes | Yes
[19 empty] | Yes | Lead | Tier 5 | Yes | Yes | Yes
[19 empty] | Yes | Lead | Tier 5 | Yes | Yes | Yes
[19 empty] | Yes | Lead | Tier 5 | Yes | Yes | Yes
[19 empty] | Yes | Lead | Tier 5 | Yes | Yes | Yes
[19 empty] | Yes | Lead | Tier 5 | Yes | Yes | Yes
[19 empty] | Yes | Lead | Tier 5 | Yes | Yes | Yes
[19 empty] | Yes | Lead | Tier 5 | Yes | Yes | Yes
[19 empty] | Yes | Lead | Tier 5 | Yes | Yes | Yes
[19 empty] | Yes | Lead | Tier 5 | Yes | Yes | Yes
[19 empty] | Yes | Lead | Tier 5 | Yes | Yes | Yes
[19 empty] | Yes | Lead | Tier 5 | Yes | Yes | Yes
[19 empty] | Yes | Lead | Tier 5 | Yes | Yes | Yes
[19 empty] | Yes | Lead | Tier 5 | Yes | Yes | Yes
[19 empty] | Yes | Lead | Tier 5 | Yes | Yes | Yes
[19 empty] | Yes | Lead | Tier 5 | Yes | Yes | Yes
[19 empty] | Yes | Lead | Tier 5 | Yes | Yes | Yes
[19 empty] | Yes | Lead | Tier 5 | Yes | Yes | Yes
[19 empty] | Yes | Lead | Tier 5 | Yes | Yes | Yes
[19 empty] | Yes | Lead | Tier 5 | Yes | Yes | Yes
[19 empty] | Yes | Lead | Tier 5 | Yes | Yes | Yes
[19 empty] | Yes | Lead | Tier 5 | Yes | Yes | Yes
[19 empty] | Yes | Lead | Tier 5 | Yes | Yes | Yes
[19 empty] | Yes | Lead | Tier 5 | Yes | Yes | Yes
[19 empty] | Yes | Lead | Tier 5 | Yes | Yes | Yes
[19 empty] | Yes | Lead | Tier 5 | Yes | Yes | Yes
[19 empty] | Yes | Lead | Tier 5 | Yes | Yes | Yes
[19 empty] | Yes | Lead | Tier 5 | Yes | Yes | Yes
[19 empty] | Yes | Lead | Tier 5 | Yes | Yes | Yes
[19 empty] | Yes | Lead | Tier 5 | Yes | Yes | Yes
[19 empty] | Yes | Lead | Tier 5 | Yes | Yes | Yes
[19 empty] | Yes | Lead | Tier 5 | Yes | Yes | Yes
[19 empty] | Yes | Lead | Tier 5 | Yes | Yes | Yes
[19 empty] | Yes | Lead | Tier 5 | Yes | Yes | Yes
[19 empty] | Yes | Lead | Tier 5 | Yes | Yes | Yes
[19 empty] | Yes | Lead | Tier 5 | Yes | Yes | Yes
[19 empty] | Yes | Lead | Tier 5 | Yes | Yes | Yes
[19 empty] | Yes | Lead | Tier 5 | Yes | Yes | Yes
[19 empty] | Yes | Lead | Tier 5 | Yes | Yes | Yes
[19 empty] | Yes | Lead | Tier 5 | Yes | Yes | Yes
[19 empty] | Yes | Lead | Tier 5 | Yes | Yes | Yes
[19 empty] | Yes | Lead | Tier 5 | Yes | Yes | Yes
[19 empty] | Yes | Lead | Tier 5 | Yes | Yes | Yes
[19 empty] | Yes | Lead | Tier 5 | Yes | Yes | Yes
[19 empty] | Yes | Lead | Tier 5 | Yes | Yes | Yes
[19 empty] | Yes | Lead | Tier 5 | Yes | Yes | Yes
[19 empty] | Yes | Lead | Tier 5 | Yes | Yes | Yes
[19 empty] | Yes | Lead | Tier 5 | Yes | Yes | Yes
[19 empty] | Yes | Lead | Tier 5 | Yes | Yes | Yes
[19 empty] | Yes | Lead | Tier 5 | Yes | Yes | Yes
[19 empty] | Yes | Lead | Tier 5 | Yes | Yes | Yes
[19 empty] | Yes | Lead | Tier 5 | Yes | Yes | Yes
[19 empty] | Yes | Lead | Tier 5 | Yes | Yes | Yes
[19 empty] | Yes | Lead | Tier 5 | Yes | Yes | Yes
[19 empty] | Yes | Lead | Tier 5 | Yes | Yes | Yes
[19 empty] | Yes | Lead | Tier 5 | Yes | Yes | Yes
[19 empty] | Yes | Lead | Tier 5 | Yes | Yes | Yes
[19 empty] | Yes | Lead | Tier 5 | Yes | Yes | Yes
[19 empty] | Yes | Lead | Tier 5 | Yes | Yes | Yes
[19 empty] | Yes | Lead | Tier 5 | Yes | Yes | Yes
[19 empty] | Yes | Lead | Tier 5 | Yes | Yes | Yes
[19 empty] | Yes | Lead | Tier 5 | Yes | Yes | Yes
[19 empty] | Yes | Lead | Tier 5 | Yes | Yes | Yes
[19 empty] | Yes | Lead | Tier 5 | Yes | Yes | Yes
[19 empty] | Yes | Lead | Tier 5 | Yes | Yes | Yes
[19 empty] | Yes | Lead | Tier 5 | Yes | Yes | Yes
[19 empty] | Yes | Lead | Tier 5 | Yes | Yes | Yes
[19 empty] | Yes | Lead | Tier 5 | Yes | Yes | Yes
[19 empty] | Yes | Lead | Tier 5 | Yes | Yes | Yes
[19 empty] | Yes | Lead | Tier 5 | Yes | Yes | Yes
[19 empty] | Yes | Lead | Tier 5 | Yes | Yes | Yes
[19 empty] | Yes | Lead | Tier 5 | Yes | Yes | Yes
[19 empty] | Yes | Lead | Tier 5 | Yes | Yes | Yes
[19 empty] | Yes | Lead | Tier 5 | Yes | Yes | Yes
[19 empty] | Yes | Lead | Tier 5 | Yes | Yes | Yes
[19 empty] | Yes | Lead | Tier 5 | Yes | Yes | Yes
[19 empty] | Yes | Lead | Tier 5 | Yes | Yes | Yes
[19 empty] | Yes | Lead | Tier 5 | Yes | Yes | Yes
[19 empty] | Yes | Lead | Tier 5 | Yes | Yes | Yes
[19 empty] | Yes | Lead | Tier 5 | Yes | Yes | Yes
[19 empty] | Yes | Lead | Tier 5 | Yes | Yes | Yes
[19 empty] | Yes | Lead | Tier 5 | Yes | Yes | Yes
[19 empty] | Yes | Lead | Tier 5 | Yes | Yes | Yes
[19 empty] | Yes | Lead | Tier 5 | Yes | Yes | Yes
[19 empty] | Yes | Lead | Tier 5 | Yes | Yes | Yes
[19 empty] | Yes | Lead | Tier 5 | Yes | Yes | Yes
[19 empty] | Yes | Lead | Tier 5 | Yes | Yes | Yes
[19 empty] | Yes | Lead | Tier 5 | Yes | Yes | Yes
[19 empty] | Yes | Lead | Tier 5 | Yes | Yes | Yes
[19 empty] | Yes | Lead | Tier 5 | Yes | Yes | Yes
[19 empty] | Yes | Lead | Tier 5 | Yes | Yes | Yes
[19 empty] | Yes | Lead | Tier 5 | Yes | Yes | Yes
[19 empty] | Yes | Lead | Tier 5 | Yes | Yes | Yes
[19 empty] | Yes | Lead | Tier 5 | Yes | Yes | Yes
[19 empty] | Yes | Lead | Tier 5 | Yes | Yes | Yes
[19 empty] | Yes | Lead | Tier 5 | Yes | Yes | Yes
[19 empty] | Yes | Lead | Tier 5 | Yes | Yes | Yes
[19 empty] | Yes | Lead | Tier 5 | Yes | Yes | Yes
[19 empty] | Yes | Lead | Tier 5 | Yes | Yes | Yes
[19 empty] | Yes | Lead | Tier 5 | Yes | Yes | Yes
[19 empty] | Yes | Lead | Tier 5 | Yes | Yes | Yes
[19 empty] | Yes | Lead | Tier 5 | Yes | Yes | Yes
[19 empty] | Yes | Lead | Tier 5 | Yes | Yes | Yes
[19 empty] | Yes | Lead | Tier 5 | Yes | Yes | Yes
[19 empty] | Yes | Lead | Tier 5 | Yes | Yes | Yes
[19 empty] | Yes | Lead | Tier 5 | Yes | Yes | Yes
[19 empty] | Yes | Lead | Tier 5 | Yes | Yes | Yes
[19 empty] | Yes | Lead | Tier 5 | Yes | Yes | Yes
[19 empty] | Yes | Lead | Tier 5 | Yes | Yes | Yes
[19 empty] | Yes | Lead | Tier 5 | Yes | Yes | Yes
[19 empty] | Yes | Lead | Tier 5 | Yes | Yes | Yes
[19 empty] | Yes | Lead | Tier 5 | Yes | Yes | Yes
[19 empty] | Yes | Lead | Tier 5 | Yes | Yes | Yes
[19 empty] | Yes | Lead | Tier 5 | Yes | Yes | Yes
[19 empty] | Yes | Lead | Tier 5 | Yes | Yes | Yes
[19 empty] | Yes | Lead | Tier 5 | Yes | Yes | Yes
[19 empty] | Yes | Lead | Tier 5 | Yes | Yes | Yes
[19 empty] | Yes | Lead | Tier 5 | Yes | Yes | Yes
[19 empty] | Yes | Lead | Tier 5 | Yes | Yes | Yes
[19 empty] | Yes | Lead | Tier 5 | Yes | Yes | Yes
[19 empty] | Yes | Lead | Tier 5 | Yes | Yes | Yes
[19 empty] | Yes | Lead | Tier 5 | Yes | Yes | Yes
[19 empty] | Yes | Lead | Tier 5 | Yes | Yes | Yes
[19 empty] | Yes | Lead | Tier 5 | Yes | Yes | Yes
[19 empty] | Yes | Lead | Tier 5 | Yes | Yes | Yes
[19 empty] | Yes | Lead | Tier 5 | Yes | Yes | Yes
[19 empty] | Yes | Lead | Tier 5 | Yes | Yes | Yes
[19 empty] | Yes | Lead | Tier 5 | Yes | Yes | Yes
[19 empty] | Yes | Lead | Tier 5 | Yes | Yes | Yes
[19 empty] | Yes | Lead | Tier 5 | Yes | Yes | Yes
[19 empty] | Yes | Lead | Tier 5 | Yes | Yes | Yes
[19 empty] | Yes | Lead | Tier 5 | Yes | Yes | Yes
[19 empty] | Yes | Lead | Tier 5 | Yes | Yes | Yes
[19 empty] | Yes | Lead | Tier 5 | Yes | Yes | Yes
[19 empty] | Yes | Lead | Tier 5 | Yes | Yes | Yes
[19 empty] | Yes | Lead | Tier 5 | Yes | Yes | Yes
[19 empty] | Yes | Lead | Tier 5 | Yes | Yes | Yes
[19 empty] | Yes | Lead | Tier 5 | Yes | Yes | Yes
[19 empty] | Yes | Lead | Tier 5 | Yes | Yes | Yes
[19 empty] | Yes | Lead | Tier 5 | Yes | Yes | Yes
[19 empty] | Yes | Lead | Tier 5 | Yes | Yes | Yes
[19 empty] | Yes | Lead | Tier 5 | Yes | Yes | Yes
[19 empty] | Yes | Lead | Tier 5 | Yes | Yes | Yes
[19 empty] | Yes | Lead | Tier 5 | Yes | Yes | Yes
[19 empty] | Yes | Lead | Tier 5 | Yes | Yes | Yes
[19 empty] | Yes | Lead | Tier 5 | Yes | Yes | Yes
[19 empty] | Yes | Lead | Tier 5 | Yes | Yes | Yes
[19 empty] | Yes | Lead | Tier 5 | Yes | Yes | Yes
[19 empty] | Yes | Lead | Tier 5 | Yes | Yes | Yes
[19 empty] | Yes | Lead | Tier 5 | Yes | Yes | Yes
[19 empty] | Yes | Lead | Tier 5 | Yes | Yes | Yes
[19 empty] | Yes | Lead | Tier 5 | Yes | Yes | Yes
[19 empty] | Yes | Lead | Tier 5 | Yes | Yes | Yes
[19 empty] | Yes | Lead | Tier 5 | Yes | Yes | Yes
[19 empty] | Yes | Lead | Tier 5 | Yes | Yes | Yes
[19 empty] | Yes | Lead | Tier 5 | Yes | Yes | Yes
[19 empty] | Yes | Lead | Tier 5 | Yes | Yes | Yes
[19 empty] | Yes | Lead | Tier 5 | Yes | Yes | Yes
[19 empty] | Yes | Lead | Tier 5 | Yes | Yes | Yes
[19 empty] | Yes | Lead | Tier 5 | Yes | Yes | Yes
[19 empty] | Yes | Lead | Tier 5 | Yes | Yes | Yes
[19 empty] | Yes | Lead | Tier 5 | Yes | Yes | Yes
[19 empty] | Yes | Lead | Tier 5 | Yes | Yes | Yes
[19 empty] | Yes | Lead | Tier 5 | Yes | Yes | Yes
[19 empty] | Yes | Lead | Tier 5 | Yes | Yes | Yes
[19 empty] | Yes | Lead | Tier 5 | Yes | Yes | Yes
[19 empty] | Yes | Lead | Tier 5 | Yes | Yes | Yes
[19 empty] | Yes | Lead | Tier 5 | Yes | Yes | Yes
[19 empty] | Yes | Lead | Tier 5 | Yes | Yes | Yes
[19 empty] | Yes | Lead | Tier 5 | Yes | Yes | Yes
[19 empty] | Yes | Lead | Tier 5 | Yes | Yes | Yes
[19 empty] | Yes | Lead | Tier 5 | Yes | Yes | Yes
[19 empty] | Yes | Lead | Tier 5 | Yes | Yes | Yes
[19 empty] | Yes | Lead | Tier 5 | Yes | Yes | Yes
[19 empty] | Yes | Lead | Tier 5 | Yes | Yes | Yes
[19 empty] | Yes | Lead | Tier 5 | Yes | Yes | Yes
[19 empty] | Yes | Lead | Tier 5 | Yes | Yes | Yes
[19 empty] | Yes | Lead | Tier 5 | Yes | Yes | Yes
[19 empty] | Yes | Lead | Tier 5 | Yes | Yes | Yes
[19 empty] | Yes | Lead | Tier 5 | Yes | Yes | Yes
[19 empty] | Yes | Lead | Tier 5 | Yes | Yes | Yes
[19 empty] | Yes | Lead | Tier 5 | Yes | Yes | Yes
[19 empty] | Yes | Lead | Tier 5 | Yes | Yes | Yes
[19 empty] | Yes | Lead | Tier 5 | Yes | Yes | Yes
[19 empty] | Yes | Lead | Tier 5 | Yes | Yes | Yes
[19 empty] | Yes | Lead | Tier 5 | Yes | Yes | Yes
[19 empty] | Yes | Lead | Tier 5 | Yes | Yes | Yes
[19 empty] | Yes | Lead | Tier 5 | Yes | Yes | Yes
[19 empty] | Yes | Lead | Tier 5 | Yes | Yes | Yes
[19 empty] | Yes | Lead | Tier 5 | Yes | Yes | Yes
[19 empty] | Yes | Lead | Tier 5 | Yes | Yes | Yes
[19 empty] | Yes | Lead | Tier 5 | Yes | Yes | Yes
[19 empty] | Yes | Lead | Tier 5 | Yes | Yes | Yes
[19 empty] | Yes | Lead | Tier 5 | Yes | Yes | Yes
[19 empty] | Yes | Lead | Tier 5 | Yes | Yes | Yes
[19 empty] | Yes | Lead | Tier 5 | Yes | Yes | Yes
[19 empty] | Yes | Lead | Tier 5 | Yes | Yes | Yes
[19 empty] | Yes | Lead | Tier 5 | Yes | Yes | Yes
[19 empty] | Yes | Lead | Tier 5 | Yes | Yes | Yes
[19 empty] | Yes | Lead | Tier 5 | Yes | Yes | Yes
[19 empty] | Yes | Lead | Tier 5 | Yes | Yes | Yes
[19 empty] | Yes | Lead | Tier 5 | Yes | Yes | Yes
[19 empty] | Yes | Lead | Tier 5 | Yes | Yes | Yes
[19 empty] | Yes | Lead | Tier 5 | Yes | Yes | Yes
[19 empty] | Yes | Lead | Tier 5 | Yes | Yes | Yes
[19 empty] | Yes | Lead | Tier 5 | Yes | Yes | Yes
[19 empty] | Yes | Lead | Tier 5 | Yes | Yes | Yes
[19 empty] | Yes | Lead | Tier 5 | Yes | Yes | Yes
[19 empty] | Yes | Lead | Tier 5 | Yes | Yes | Yes
[19 empty] | Yes | Lead | Tier 5 | Yes | Yes | Yes
[19 empty] | Yes | Lead | Tier 5 | Yes | Yes | Yes
[19 empty] | Yes | Lead | Tier 5 | Yes | Yes | Yes
[19 empty] | Yes | Lead | Tier 5 | Yes | Yes | Yes
[19 empty] | Yes | Lead | Tier 5 | Yes | Yes | Yes
[19 empty] | Yes | Lead | Tier 5 | Yes | Yes | Yes
[19 empty] | Yes | Lead | Tier 5 | Yes | Yes | Yes
[19 empty] | Yes | Lead | Tier 5 | Yes | Yes | Yes
[19 empty] | Yes | Lead | Tier 5 | Yes | Yes | Yes
[19 empty] | Yes | Lead | Tier 5 | Yes | Yes | Yes
[19 empty] | Yes | Lead | Tier 5 | Yes | Yes | Yes
[19 empty] | Yes | Lead | Tier 5 | Yes | Yes | Yes
[19 empty] | Yes | Lead | Tier 5 | Yes | Yes | Yes
[19 empty] | Yes | Lead | Tier 5 | Yes | Yes | Yes
[19 empty] | Yes | Lead | Tier 5 | Yes | Yes | Yes
[19 empty] | Yes | Lead | Tier 5 | Yes | Yes | Yes
[19 empty] | Yes | Lead | Tier 5 | Yes | Yes | Yes
[19 empty] | Yes | Lead | Tier 5 | Yes | Yes | Yes
[19 empty] | Yes | Lead | Tier 5 | Yes | Yes | Yes
[19 empty] | Yes | Lead | Tier 5 | Yes | Yes | Yes
[19 empty] | Yes | Lead | Tier 5 | Yes | Yes | Yes
[19 empty] | Yes | Lead | Tier 5 | Yes | Yes | Yes
[19 empty] | Yes | Lead | Tier 5 | Yes | Yes | Yes
[19 empty] | Yes | Lead | Tier 5 | Yes | Yes | Yes
[19 empty] | Yes | Lead | Tier 5 | Yes | Yes | Yes
[19 empty] | Yes | Lead | Tier 5 | Yes | Yes | Yes
[19 empty] | Yes | Lead | Tier 5 | Yes | Yes | Yes
[19 empty] | Yes | Lead | Tier 5 | Yes | Yes | Yes
[19 empty] | Yes | Lead | Tier 5 | Yes | Yes | Yes
[19 empty] | Yes | Lead | Tier 5 | Yes | Yes | Yes
[19 empty] | Yes | Lead | Tier 5 | Yes | Yes | Yes
[19 empty] | Yes | Lead | Tier 5 | Yes | Yes | Yes
[19 empty] | Yes | Lead | Tier 5 | Yes | Yes | Yes
[19 empty] | Yes | Lead | Tier 5 | Yes | Yes | Yes
[19 empty] | Yes | Lead | Tier 5 | Yes | Yes | Yes
[19 empty] | Yes | Lead | Tier 5 | Yes | Yes | Yes
[19 empty] | Yes | Lead | Tier 5 | Yes | Yes | Yes
[19 empty] | Yes | Lead | Tier 5 | Yes | Yes | Yes
[19 empty] | Yes | Lead | Tier 5 | Yes | Yes | Yes
[19 empty] | Yes | Lead | Tier 5 | Yes | Yes | Yes
[19 empty] | Yes | Lead | Tier 5 | Yes | Yes | Yes
[19 empty] | Yes | Lead | Tier 5 | Yes | Yes | Yes
[19 empty] | Yes | Lead | Tier 5 | Yes | Yes | Yes
[19 empty] | Yes | Lead | Tier 5 | Yes | Yes | Yes
[19 empty] | Yes | Lead | Tier 5 | Yes | Yes | Yes
[19 empty] | Yes | Lead | Tier 5 | Yes | Yes | Yes
[19 empty] | Yes | Lead | Tier 5 | Yes | Yes | Yes
[19 empty] | Yes | Lead | Tier 5 | Yes | Yes | Yes
[19 empty] | Yes | Lead | Tier 5 | Yes | Yes | Yes
[19 empty] | Yes | Lead | Tier 5 | Yes | Yes | Yes
[19 empty] | Yes | Lead | Tier 5 | Yes | Yes | Yes
[19 empty] | Yes | Lead | Tier 5 | Yes | Yes | Yes
[19 empty] | Yes | Lead | Tier 5 | Yes | Yes | Yes
[19 empty] | Yes | Lead | Tier 5 | Yes | Yes | Yes
[19 empty] | Yes | Lead | Tier 5 | Yes | Yes | Yes
[19 empty] | Yes | Lead | Tier 5 | Yes | Yes | Yes
[19 empty] | Yes | Lead | Tier 5 | Yes | Yes | Yes
[19 empty] | Yes | Lead | Tier 5 | Yes | Yes | Yes
[19 empty] | Yes | Lead | Tier 5 | Yes | Yes | Yes
[19 empty] | Yes | Lead | Tier 5 | Yes | Yes | Yes
[19 empty] | Yes | Lead | Tier 5 | Yes | Yes | Yes
[19 empty] | Yes | Lead | Tier 5 | Yes | Yes | Yes
[19 empty] | Yes | Lead | Tier 5 | Yes | Yes | Yes
[19 empty] | Yes | Lead | Tier 5 | Yes | Yes | Yes
[19 empty] | Yes | Lead | Tier 5 | Yes | Yes | Yes
[19 empty] | Yes | Lead | Tier 5 | Yes | Yes | Yes
[19 empty] | Yes | Lead | Tier 5 | Yes | Yes | Yes
[19 empty] | Yes | Lead | Tier 5 | Yes | Yes | Yes
[19 empty] | Yes | Lead | Tier 5 | Yes | Yes | Yes
[19 empty] | Yes | Lead | Tier 5 | Yes | Yes | Yes
[19 empty] | Yes | Lead | Tier 5 | Yes | Yes | Yes
[19 empty] | Yes | Lead | Tier 5 | Yes | Yes | Yes
[19 empty] | Yes | Lead | Tier 5 | Yes | Yes | Yes
[19 empty] | Yes | Lead | Tier 5 | Yes | Yes | Yes
[19 empty] | Yes | Lead | Tier 5 | Yes | Yes | Yes
[19 empty] | Yes | Lead | Tier 5 | Yes | Yes | Yes
[19 empty] | Yes | Lead | Tier 5 | Yes | Yes | Yes
[19 empty] | Yes | Lead | Tier 5 | Yes | Yes | Yes
[19 empty] | Yes | Lead | Tier 5 | Yes | Yes | Yes
[19 empty] | Yes | Lead | Tier 5 | Yes | Yes | Yes
[19 empty] | Yes | Lead | Tier 5 | Yes | Yes | Yes
[19 empty] | Yes | Lead | Tier 5 | Yes | Yes | Yes
[19 empty] | Yes | Lead | Tier 5 | Yes | Yes | Yes
[19 empty] | Yes | Lead | Tier 5 | Yes | Yes | Yes
[19 empty] | Yes | Lead | Tier 5 | Yes | Yes | Yes
[19 empty] | Yes | Lead | Tier 5 | Yes | Yes | Yes
[19 empty] | Yes | Lead | Tier 5 | Yes | Yes | Yes
[19 empty] | Yes | Lead | Tier 5 | Yes | Yes | Yes
[19 empty] | Yes | Lead | Tier 5 | Yes | Yes | Yes
[19 empty] | Yes | Lead | Tier 5 | Yes | Yes | Yes
[19 empty] | Yes | Lead | Tier 5 | Yes | Yes | Yes
[19 empty] | Yes | Lead | Tier 5 | Yes | Yes | Yes
[19 empty] | Yes | Lead | Tier 5 | Yes | Yes | Yes
[19 empty] | Yes | Lead | Tier 5 | Yes | Yes | Yes
[19 empty] | Yes | Lead | Tier 5 | Yes | Yes | Yes
[19 empty] | Yes | Lead | Tier 5 | Yes | Yes | Yes
[19 empty] | Yes | Lead | Tier 5 | Yes | Yes | Yes
[19 empty] | Yes | Lead | Tier 5 | Yes | Yes | Yes
[19 empty] | Yes | Lead | Tier 5 | Yes | Yes | Yes
[19 empty] | Yes | Lead | Tier 5 | Yes | Yes | Yes
[19 empty] | Yes | Lead | Tier 5 | Yes | Yes | Yes
[19 empty] | Yes | Lead | Tier 5 | Yes | Yes | Yes
[19 empty] | Yes | Lead | Tier 5 | Yes | Yes | Yes
[19 empty] | Yes | Lead | Tier 5 | Yes | Yes | Yes
[19 empty] | Yes | Lead | Tier 5 | Yes | Yes | Yes
[19 empty] | Yes | Lead | Tier 5 | Yes | Yes | Yes
[19 empty] | Yes | Lead | Tier 5 | Yes | Yes | Yes
[19 empty] | Yes | Lead | Tier 5 | Yes | Yes | Yes
[19 empty] | Yes | Lead | Tier 5 | Yes | Yes | Yes
[19 empty] | Yes | Lead | Tier 5 | Yes | Yes | Yes
[19 empty] | Yes | Lead | Tier 5 | Yes | Yes | Yes
[19 empty] | Yes | Lead | Tier 5 | Yes | Yes | Yes
[19 empty] | Yes | Lead | Tier 5 | Yes | Yes | Yes
[19 empty] | Yes | Lead | Tier 5 | Yes | Yes | Yes
[19 empty] | Yes | Lead | Tier 5 | Yes | Yes | Yes
[19 empty] | Yes | Lead | Tier 5 | Yes | Yes | Yes
[19 empty] | Yes | Lead | Tier 5 | Yes | Yes | Yes
[19 empty] | Yes | Lead | Tier 5 | Yes | Yes | Yes
[19 empty] | Yes | Lead | Tier 5 | Yes | Yes | Yes
[19 empty] | Yes | Lead | Tier 5 | Yes | Yes | Yes
[19 empty] | Yes | Lead | Tier 5 | Yes | Yes | Yes
[19 empty] | Yes | Lead | Tier 5 | Yes | Yes | Yes
[19 empty] | Yes | Lead | Tier 5 | Yes | Yes | Yes
[19 empty] | Yes | Lead | Tier 5 | Yes | Yes | Yes
[19 empty] | Yes | Lead | Tier 5 | Yes | Yes | Yes
[19 empty] | Yes | Lead | Tier 5 | Yes | Yes | Yes
[19 empty] | Yes | Lead | Tier 5 | Yes | Yes | Yes
[19 empty] | Yes | Lead | Tier 5 | Yes | Yes | Yes
[19 empty] | Yes | Lead | Tier 5 | Yes | Yes | Yes
[19 empty] | Yes | Lead | Tier 5 | Yes | Yes | Yes
[19 empty] | Yes | Lead | Tier 5 | Yes | Yes | Yes
[19 empty] | Yes | Lead | Tier 5 | Yes | Yes | Yes
[19 empty] | Yes | Lead | Tier 5 | Yes | Yes | Yes
[19 empty] | Yes | Lead | Tier 5 | Yes | Yes | Yes
[19 empty] | Yes | Lead | Tier 5 | Yes | Yes | Yes
[19 empty] | Yes | Lead | Tier 5 | Yes | Yes | Yes
[19 empty] | Yes | Lead | Tier 5 | Yes | Yes | Yes
[19 empty] | Yes | Lead | Tier 5 | Yes | Yes | Yes
[19 empty] | Yes | Lead | Tier 5 | Yes | Yes | Yes
[19 empty] | Yes | Lead | Tier 5 | Yes | Yes | Yes
[19 empty] | Yes | Lead | Tier 5 | Yes | Yes | Yes
[19 empty] | Yes | Lead | Tier 5 | Yes | Yes | Yes
[19 empty] | Yes | Lead | Tier 5 | Yes | Yes | Yes
[19 empty] | Yes | Lead | Tier 5 | Yes | Yes | Yes
[19 empty] | Yes | Lead | Tier 5 | Yes | Yes | Yes
[19 empty] | Yes | Lead | Tier 5 | Yes | Yes | Yes
[19 empty] | Yes | Lead | Tier 5 | Yes | Yes | Yes
[19 empty] | Yes | Lead | Tier 5 | Yes | Yes | Yes
[19 empty] | Yes | Lead | Tier 5 | Yes | Yes | Yes
[19 empty] | Yes | Lead | Tier 5 | Yes | Yes | Yes
[19 empty] | Yes | Lead | Tier 5 | Yes | Yes | Yes
[19 empty] | Yes | Lead | Tier 5 | Yes | Yes | Yes
[19 empty] | Yes | Lead | Tier 5 | Yes | Yes | Yes
[19 empty] | Yes | Lead | Tier 5 | Yes | Yes | Yes
[19 empty] | Yes | Lead | Tier 5 | Yes | Yes | Yes
[19 empty] | Yes | Lead | Tier 5 | Yes | Yes | Yes
[19 empty] | Yes | Lead | Tier 5 | Yes | Yes | Yes
[19 empty] | Yes | Lead | Tier 5 | Yes | Yes | Yes
[19 empty] | Yes | Lead | Tier 5 | Yes | Yes | Yes
[19 empty] | Yes | Lead | Tier 5 | Yes | Yes | Yes
[19 empty] | Yes | Lead | Tier 5 | Yes | Yes | Yes
[19 empty] | Yes | Lead | Tier 5 | Yes | Yes | Yes
[19 empty] | Yes | Lead | Tier 5 | Yes | Yes | Yes
[19 empty] | Yes | Lead | Tier 5 | Yes | Yes | Yes
[19 empty] | Yes | Lead | Tier 5 | Yes | Yes | Yes
[19 empty] | Yes | Lead | Tier 5 | Yes | Yes | Yes
[19 empty] | Yes | Lead | Tier 5 | Yes | Yes | Yes
[19 empty] | Yes | Lead | Tier 5 | Yes | Yes | Yes
[19 empty] | Yes | Lead | Tier 5 | Yes | Yes | Yes
[19 empty] | Yes | Lead | Tier 5 | Yes | Yes | Yes
[19 empty] | Yes | Lead | Tier 5 | Yes | Yes | Yes
[19 empty] | Yes | Lead | Tier 5 | Yes | Yes | Yes
[19 empty] | Yes | Lead | Tier 5 | Yes | Yes | Yes
[19 empty] | Yes | Lead | Tier 5 | Yes | Yes | Yes
[19 empty] | Yes | Lead | Tier 5 | Yes | Yes | Yes
[19 empty] | Yes | Lead | Tier 5 | Yes | Yes | Yes
[19 empty] | Yes | Lead | Tier 5 | Yes | Yes | Yes
[19 empty] | Yes | Lead | Tier 5 | Yes | Yes | Yes
[19 empty] | Yes | Lead | Tier 5 | Yes | Yes | Yes
[19 empty] | Yes | Lead | Tier 5 | Yes | Yes | Yes
[19 empty] | Yes | Lead | Tier 5 | Yes | Yes | Yes
[19 empty] | Yes | Lead | Tier 5 | Yes | Yes | Yes
[19 empty] | Yes | Lead | Tier 5 | Yes | Yes | Yes
[19 empty] | Yes | Lead | Tier 5 | Yes | Yes | Yes
[19 empty] | Yes | Lead | Tier 5 | Yes | Yes | Yes
[19 empty] | Yes | Lead | Tier 5 | Yes | Yes | Yes
[19 empty] | Yes | Lead | Tier 5 | Yes | Yes | Yes
[19 empty] | Yes | Lead | Tier 5 | Yes | Yes | Yes
[19 empty] | Yes | Lead | Tier 5 | Yes | Yes | Yes
[19 empty] | Yes | Lead | Tier 5 | Yes | Yes | Yes
[19 empty] | Yes | Lead | Tier 5 | Yes | Yes | Yes
[19 empty] | Yes | Lead | Tier 5 | Yes | Yes | Yes
[19 empty] | Yes | Lead | Tier 5 | Yes | Yes | Yes
[19 empty] | Yes | Lead | Tier 5 | Yes | Yes | Yes
[19 empty] | Yes | Lead | Tier 5 | Yes | Yes | Yes
[19 empty] | Yes | Lead | Tier 5 | Yes | Yes | Yes
[19 empty] | Yes | Lead | Tier 5 | Yes | Yes | Yes
[19 empty] | Yes | Lead | Tier 5 | Yes | Yes | Yes
[19 empty] | Yes | Lead | Tier 5 | Yes | Yes | Yes
[19 empty] | Yes | Lead | Tier 5 | Yes | Yes | Yes
[19 empty] | Yes | Lead | Tier 5 | Yes | Yes | Yes
[19 empty] | Yes | Lead | Tier 5 | Yes | Yes | Yes
[19 empty] | Yes | Lead | Tier 5 | Yes | Yes | Yes
[19 empty] | Yes | Lead | Tier 5 | Yes | Yes | Yes
[19 empty] | Yes | Lead | Tier 5 | Yes | Yes | Yes
[19 empty] | Yes | Lead | Tier 5 | Yes | Yes | Yes
[19 empty] | Yes | Lead | Tier 5 | Yes | Yes | Yes
[19 empty] | Yes | Lead | Tier 5 | Yes | Yes | Yes
[19 empty] | Yes | Lead | Tier 5 | Yes | Yes | Yes
[19 empty] | Yes | Lead | Tier 5 | Yes | Yes | Yes
[19 empty] | Yes | Lead | Tier 5 | Yes | Yes | Yes
[19 empty] | Yes | Lead | Tier 5 | Yes | Yes | Yes
[19 empty] | Yes | Lead | Tier 5 | Yes | Yes | Yes
[19 empty] | Yes | Lead | Tier 5 | Yes | Yes | Yes
[19 empty] | Yes | Lead | Tier 5 | Yes | Yes | Yes
[19 empty] | Yes | Lead | Tier 5 | Yes | Yes | Yes
[19 empty] | Yes | Lead | Tier 5 | Yes | Yes | Yes
[19 empty] | Yes | Lead | Tier 5 | Yes | Yes | Yes
[19 empty] | Yes | Lead | Tier 5 | Yes | Yes | Yes
[19 empty] | Yes | Lead | Tier 5 | Yes | Yes | Yes
[19 empty] | Yes | Lead | Tier 5 | Yes | Yes | Yes
[19 empty] | Yes | Lead | Tier 5 | Yes | Yes | Yes
[19 empty] | Yes | Lead | Tier 5 | Yes | Yes | Yes
[19 empty] | Yes | Lead | Tier 5 | Yes | Yes | Yes
[19 empty] | Yes | Lead | Tier 5 | Yes | Yes | Yes
[19 empty] | Yes | Lead | Tier 5 | Yes | Yes | Yes
[19 empty] | Yes | Lead | Tier 5 | Yes | Yes | Yes
[19 empty] | Yes | Lead | Tier 5 | Yes | Yes | Yes
[19 empty] | Yes | Lead | Tier 5 | Yes | Yes | Yes
[19 empty] | Yes | Lead | Tier 5 | Yes | Yes | Yes
[19 empty] | Yes | Lead | Tier 5 | Yes | Yes | Yes
[19 empty] | Yes | Lead | Tier 5 | Yes | Yes | Yes
[19 empty] | Yes | Lead | Tier 5 | Yes | Yes | Yes
[19 empty] | Yes | Lead | Tier 5 | Yes | Yes | Yes
[19 empty] | Yes | Lead | Tier 5 | Yes | Yes | Yes
[19 empty] | Yes | Lead | Tier 5 | Yes | Yes | Yes
[19 empty] | Yes | Lead | Tier 5 | Yes | Yes | Yes
[19 empty] | Yes | Lead | Tier 5 | Yes | Yes | Yes
[19 empty] | Yes | Lead | Tier 5 | Yes | Yes | Yes
[19 empty] | Yes | Lead | Tier 5 | Yes | Yes | Yes
[19 empty] | Yes | Lead | Tier 5 | Yes | Yes | Yes
[19 empty] | Yes | Lead | Tier 5 | Yes | Yes | Yes
[19 empty] | Yes | Lead | Tier 5 | Yes | Yes | Yes
[19 empty] | Yes | Lead | Tier 5 | Yes | Yes | Yes
[19 empty] | Yes | Lead | Tier 5 | Yes | Yes | Yes
[19 empty] | Yes | Lead | Tier 5 | Yes | Yes | Yes
[19 empty] | Yes | Lead | Tier 5 | Yes | Yes | Yes
[19 empty] | Yes | Lead | Tier 5 | Yes | Yes | Yes
[19 empty] | Yes | Lead | Tier 5 | Yes | Yes | Yes
[19 empty] | Yes | Lead | Tier 5 | Yes | Yes | Yes
[19 empty] | Yes | Lead | Tier 5 | Yes | Yes | Yes
[19 empty] | Yes | Lead | Tier 5 | Yes | Yes | Yes
[19 empty] | Yes | Lead | Tier 5 | Yes | Yes | Yes
[19 empty] | Yes | Lead | Tier 5 | Yes | Yes | Yes
[19 empty] | Yes | Lead | Tier 5 | Yes | Yes | Yes
[19 empty] | Yes | Lead | Tier 5 | Yes | Yes | Yes
[19 empty] | Yes | Lead | Tier 5 | Yes | Yes | Yes
[19 empty] | Yes | Lead | Tier 5 | Yes | Yes | Yes
[19 empty] | Yes | Lead | Tier 5 | Yes | Yes | Yes
[19 empty] | Yes | Lead | Tier 5 | Yes | Yes | Yes
[19 empty] | Yes | Lead | Tier 5 | Yes | Yes | Yes
[19 empty] | Yes | Lead | Tier 5 | Yes | Yes | Yes
[19 empty] | Yes | Lead | Tier 5 | Yes | Yes | Yes
[19 empty] | Yes | Lead | Tier 5 | Yes | Yes | Yes
[19 empty] | Yes | Lead | Tier 5 | Yes | Yes | Yes
[19 empty] | Yes | Lead | Tier 5 | Yes | Yes | Yes
[19 empty] | Yes | Lead | Tier 5 | Yes | Yes | Yes
[19 empty] | Yes | Lead | Tier 5 | Yes | Yes | Yes
[19 empty] | Yes | Lead | Tier 5 | Yes | Yes | Yes
[19 empty] | Yes | Lead | Tier 5 | Yes | Yes | Yes
[19 empty] | Yes | Lead | Tier 5 | Yes | Yes | Yes
[19 empty] | Yes | Lead | Tier 5 | Yes | Yes | Yes
[19 empty] | Yes | Lead | Tier 5 | Yes | Yes | Yes
[19 empty] | Yes | Lead | Tier 5 | Yes | Yes | Yes
[19 empty] | Yes | Lead | Tier 5 | Yes | Yes | Yes
[19 empty] | Yes | Lead | Tier 5 | Yes | Yes | Yes
[19 empty] | Yes | Lead | Tier 5 | Yes | Yes | Yes
[19 empty] | Yes | Lead | Tier 5 | Yes | Yes | Yes
[19 empty] | Yes | Lead | Tier 5 | Yes | Yes | Yes
[19 empty] | Yes | Lead | Tier 5 | Yes | Yes | Yes
[19 empty] | Yes | Lead | Tier 5 | Yes | Yes | Yes
[19 empty] | Yes | Lead | Tier 5 | Yes | Yes | Yes
[19 empty] | Yes | Lead | Tier 5 | Yes | Yes | Yes
[19 empty] | Yes | Lead | Tier 5 | Yes | Yes | Yes
[19 empty] | Yes | Lead | Tier 5 | Yes | Yes | Yes
[19 empty] | Yes | Lead | Tier 5 | Yes | Yes | Yes
[19 empty] | Yes | Lead | Tier 5 | Yes | Yes | Yes
[19 empty] | Yes | Lead | Tier 5 | Yes | Yes | Yes
[19 empty] | Yes | Lead | Tier 5 | Yes | Yes | Yes
[19 empty] | Yes | Lead | Tier 5 | Yes | Yes | Yes
[19 empty] | Yes | Lead | Tier 5 | Yes | Yes | Yes
[19 empty] | Yes | Lead | Tier 5 | Yes | Yes | Yes
[19 empty] | Yes | Lead | Tier 5 | Yes | Yes | Yes
[19 empty] | Yes | Lead | Tier 5 | Yes | Yes | Yes
[19 empty] | Yes | Lead | Tier 5 | Yes | Yes | Yes
[19 empty] | Yes | Lead | Tier 5 | Yes | Yes | Yes
[19 empty] | Yes | Lead | Tier 5 | Yes | Yes | Yes
[19 empty] | Yes | Lead | Tier 5 | Yes | Yes | Yes
[19 empty] | Yes | Lead | Tier 5 | Yes | Yes | Yes
[19 empty] | Yes | Lead | Tier 5 | Yes | Yes | Yes
[19 empty] | Yes | Lead | Tier 5 | Yes | Yes | Yes
[19 empty] | Yes | Lead | Tier 5 | Yes | Yes | Yes
[19 empty] | Yes | Lead | Tier 5 | Yes | Yes | Yes
[19 empty] | Yes | Lead | Tier 5 | Yes | Yes | Yes
[19 empty] | Yes | Lead | Tier 5 | Yes | Yes | Yes
[19 empty] | Yes | Lead | Tier 5 | Yes | Yes | Yes
[19 empty] | Yes | Lead | Tier 5 | Yes | Yes | Yes
[19 empty] | Yes | Lead | Tier 5 | Yes | Yes | Yes
[19 empty] | Yes | Lead | Tier 5 | Yes | Yes | Yes
[19 empty] | Yes | Lead | Tier 5 | Yes | Yes | Yes
[19 empty] | Yes | Lead | Tier 5 | Yes | Yes | Yes
[19 empty] | Yes | Lead | Tier 5 | Yes | Yes | Yes
[19 empty] | Yes | Lead | Tier 5 | Yes | Yes | Yes
[19 empty] | Yes | Lead | Tier 5 | Yes | Yes | Yes
[19 empty] | Yes | Lead | Tier 5 | Yes | Yes | Yes
[19 empty] | Yes | Lead | Tier 5 | Yes | Yes | Yes
[19 empty] | Yes | Lead | Tier 5 | Yes | Yes | Yes
[19 empty] | Yes | Lead | Tier 5 | Yes | Yes | Yes
[19 empty] | Yes | Lead | Tier 5 | Yes | Yes | Yes
[19 empty] | Yes | Lead | Tier 5 | Yes | Yes | Yes
[19 empty] | Yes | Lead | Tier 5 | Yes | Yes | Yes
[19 empty] | Yes | Lead | Tier 5 | Yes | Yes | Yes
[19 empty] | Yes | Lead | Tier 5 | Yes | Yes | Yes
[19 empty] | Yes | Lead | Tier 5 | Yes | Yes | Yes
[19 empty] | Yes | Lead | Tier 5 | Yes | Yes | Yes
[19 empty] | Yes | Lead | Tier 5 | Yes | Yes | Yes
[19 empty] | Yes | Lead | Tier 5 | Yes | Yes | Yes
[19 empty] | Yes | Lead | Tier 5 | Yes | Yes | Yes
[19 empty] | Yes | Lead | Tier 5 | Yes | Yes | Yes
[19 empty] | Yes | Lead | Tier 5 | Yes | Yes | Yes
[19 empty] | Yes | Lead | Tier 5 | Yes | Yes | Yes
[19 empty] | Yes | Lead | Tier 5 | Yes | Yes | Yes
[19 empty] | Yes | Lead | Tier 5 | Yes | Yes | Yes
[19 empty] | Yes | Lead | Tier 5 | Yes | Yes | Yes
[19 empty] | Yes | Lead | Tier 5 | Yes | Yes | Yes
[19 empty] | Yes | Lead | Tier 5 | Yes | Yes | Yes
[19 empty] | Yes | Lead | Tier 5 | Yes | Yes | Yes
[19 empty] | Yes | Lead | Tier 5 | Yes | Yes | Yes
[19 empty] | Yes | Lead | Tier 5 | Yes | Yes | Yes
[19 empty] | Yes | Lead | Tier 5 | Yes | Yes | Yes
[19 empty] | Yes | Lead | Tier 5 | Yes | Yes | Yes
[19 empty] | Yes | Lead | Tier 5 | Yes | Yes | Yes
[19 empty] | Yes | Lead | Tier 5 | Yes | Yes | Yes
[19 empty] | Yes | Lead | Tier 5 | Yes | Yes | Yes
[19 empty] | Yes | Lead | Tier 5 | Yes | Yes | Yes
[19 empty] | Yes | Lead | Tier 5 | Yes | Yes | Yes
[19 empty] | Yes | Lead | Tier 5 | Yes | Yes | Yes
[19 empty] | Yes | Lead | Tier 5 | Yes | Yes | Yes
[19 empty] | Yes | Lead | Tier 5 | Yes | Yes | Yes
[19 empty] | Yes | Lead | Tier 5 | Yes | Yes | Yes
[19 empty] | Yes | Lead | Tier 5 | Yes | Yes | Yes
[19 empty] | Yes | Lead | Tier 5 | Yes | Yes | Yes
[19 empty] | Yes | Lead | Tier 5 | Yes | Yes | Yes
[19 empty] | Yes | Lead | Tier 5 | Yes | Yes | Yes
[19 empty] | Yes | Lead | Tier 5 | Yes | Yes | Yes
[19 empty] | Yes | Lead | Tier 5 | Yes | Yes | Yes
[19 empty] | Yes | Lead | Tier 5 | Yes | Yes | Yes
[19 empty] | Yes | Lead | Tier 5 | Yes | Yes | Yes
[19 empty] | Yes | Lead | Tier 5 | Yes | Yes | Yes
[19 empty] | Yes | Lead | Tier 5 | Yes | Yes | Yes
[19 empty] | Yes | Lead | Tier 5 | Yes | Yes | Yes
[19 empty] | Yes | Lead | Tier 5 | Yes | Yes | Yes
[19 empty] | Yes | Lead | Tier 5 | Yes | Yes | Yes
[19 empty] | Yes | Lead | Tier 5 | Yes | Yes | Yes
[19 empty] | Yes | Lead | Tier 5 | Yes | Yes | Yes
[19 empty] | Yes | Lead | Tier 5 | Yes | Yes | Yes
[19 empty] | Yes | Lead | Tier 5 | Yes | Yes | Yes
[19 empty] | Yes | Lead | Tier 5 | Yes | Yes | Yes
[19 empty] | Yes | Lead | Tier 5 | Yes | Yes | Yes
[19 empty] | Yes | Lead | Tier 5 | Yes | Yes | Yes
[19 empty] | Yes | Lead | Tier 5 | Yes | Yes | Yes
[19 empty] | Yes | Lead | Tier 5 | Yes | Yes | Yes
[19 empty] | Yes | Lead | Tier 5 | Yes | Yes | Yes
[19 empty] | Yes | Lead | Tier 5 | Yes | Yes | Yes
[19 empty] | Yes | Lead | Tier 5 | Yes | Yes | Yes
[19 empty] | Yes | Lead | Tier 5 | Yes | Yes | Yes
[19 empty] | Yes | Lead | Tier 5 | Yes | Yes | Yes
[19 empty] | Yes | Lead | Tier 5 | Yes | Yes | Yes
[19 empty] | Yes | Lead | Tier 5 | Yes | Yes | Yes
[19 empty] | Yes | Lead | Tier 5 | Yes | Yes | Yes
[19 empty] | Yes | Lead | Tier 5 | Yes | Yes | Yes
[19 empty] | Yes | Lead | Tier 5 | Yes | Yes | Yes
[19 empty] | Yes | Lead | Tier 5 | Yes | Yes | Yes
[19 empty] | Yes | Lead | Tier 5 | Yes | Yes | Yes
[19 empty] | Yes | Lead | Tier 5 | Yes | Yes | Yes
[19 empty] | Yes | Lead | Tier 5 | Yes | Yes | Yes
[19 empty] | Yes | Lead | Tier 5 | Yes | Yes | Yes
[19 empty] | Yes | Lead | Tier 5 | Yes | Yes | Yes
[19 empty] | Yes | Lead | Tier 5 | Yes | Yes | Yes
[19 empty] | Yes | Lead | Tier 5 | Yes | Yes | Yes
[19 empty] | Yes | Lead | Tier 5 | Yes | Yes | Yes
[19 empty] | Yes | Lead | Tier 5 | Yes | Yes | Yes
[19 empty] | Yes | Lead | Tier 5 | Yes | Yes | Yes
[19 empty] | Yes | Lead | Tier 5 | Yes | Yes | Yes
[19 empty] | Yes | Lead | Tier 5 | Yes | Yes | Yes
[19 empty] | Yes | Lead | Tier 5 | Yes | Yes | Yes
[19 empty] | Yes | Lead | Tier 5 | Yes | Yes | Yes
[19 empty] | Yes | Lead | Tier 5 | Yes | Yes | Yes
[19 empty] | Yes | Lead | Tier 5 | Yes | Yes | Yes
[19 empty] | Yes | Lead | Tier 5 | Yes | Yes | Yes
[19 empty] | Yes | Lead | Tier 5 | Yes | Yes | Yes
[19 empty] | Yes | Lead | Tier 5 | Yes | Yes | Yes
[19 empty] | Yes | Lead | Tier 5 | Yes | Yes | Yes
[19 empty] | Yes | Lead | Tier 5 | Yes | Yes | Yes
[19 empty] | Yes | Lead | Tier 5 | Yes | Yes | Yes
[19 empty] | Yes | Lead | Tier 5 | Yes | Yes | Yes
[19 empty] | Yes | Lead | Tier 5 | Yes | Yes | Yes
[19 empty] | Yes | Lead | Tier 5 | Yes | Yes | Yes
[19 empty] | Yes | Lead | Tier 5 | Yes | Yes | Yes
[19 empty] | Yes | Lead | Tier 5 | Yes | Yes | Yes
[19 empty] | Yes | Lead | Tier 5 | Yes | Yes | Yes
[19 empty] | Yes | Lead | Tier 5 | Yes | Yes | Yes
[19 empty] | Yes | Lead | Tier 5 | Yes | Yes | Yes
[19 empty] | Yes | Lead | Tier 5 | Yes | Yes | Yes
[19 empty] | Yes | Lead | Tier 5 | Yes | Yes | Yes
[19 empty] | Yes | Lead | Tier 5 | Yes | Yes | Yes
[19 empty] | Yes | Lead | Tier 5 | Yes | Yes | Yes
[19 empty] | Yes | Lead | Tier 5 | Yes | Yes | Yes
[19 empty] | Yes | Lead | Tier 5 | Yes | Yes | Yes
[19 empty] | Yes | Lead | Tier 5 | Yes | Yes | Yes
[19 empty] | Yes | Lead | Tier 5 | Yes | Yes | Yes
[19 empty] | Yes | Lead | Tier 5 | Yes | Yes | Yes
[19 empty] | Yes | Lead | Tier 5 | Yes | Yes | Yes
[19 empty] | Yes | Lead | Tier 5 | Yes | Yes | Yes
[19 empty] | Yes | Lead | Tier 5 | Yes | Yes | Yes
[19 empty] | Yes | Lead | Tier 5 | Yes | Yes | Yes
[19 empty] | Yes | Lead | Tier 5 | Yes | Yes | Yes
[19 empty] | Yes | Lead | Tier 5 | Yes | Yes | Yes
[19 empty] | Yes | Lead | Tier 5 | Yes | Yes | Yes
[19 empty] | Yes | Lead | Tier 5 | Yes | Yes | Yes
[19 empty] | Yes | Lead | Tier 5 | Yes | Yes | Yes
[19 empty] | Yes | Lead | Tier 5 | Yes | Yes | Yes
[19 empty] | Yes | Lead | Tier 5 | Yes | Yes | Yes
[19 empty] | Yes | Lead | Tier 5 | Yes | Yes | Yes
[19 empty] | Yes | Lead | Tier 5 | Yes | Yes | Yes
[19 empty] | Yes | Lead | Tier 5 | Yes | Yes | Yes
[19 empty] | Yes | Lead | Tier 5 | Yes | Yes | Yes
[19 empty] | Yes | Lead | Tier 5 | Yes | Yes | Yes
[19 empty] | Yes | Lead | Tier 5 | Yes | Yes | Yes
[19 empty] | Yes | Lead | Tier 5 | Yes | Yes | Yes
[19 empty] | Yes | Lead | Tier 5 | Yes | Yes | Yes
[19 empty] | Yes | Lead | Tier 5 | Yes | Yes | Yes
[19 empty] | Yes | Lead | Tier 5 | Yes | Yes | Yes
[19 empty] | Yes | Lead | Tier 5 | Yes | Yes | Yes
[19 empty] | Yes | Lead | Tier 5 | Yes | Yes | Yes
[19 empty] | Yes | Lead | Tier 5 | Yes | Yes | Yes
[19 empty] | Yes | Lead | Tier 5 | Yes | Yes | Yes
[19 empty] | Yes | Lead | Tier 5 | Yes | Yes | Yes
[19 empty] | Yes | Lead | Tier 5 | Yes | Yes | Yes
[19 empty] | Yes | Lead | Tier 5 | Yes | Yes | Yes
[19 empty] | Yes | Lead | Tier 5 | Yes | Yes | Yes
[19 empty] | Yes | Lead | Tier 5 | Yes | Yes | Yes
[19 empty] | Yes | Lead | Tier 5 | Yes | Yes | Yes
[19 empty] | Yes | Lead | Tier 5 | Yes | Yes | Yes
[19 empty] | Yes | Lead | Tier 5 | Yes | Yes | Yes
[19 empty] | Yes | Lead | Tier 5 | Yes | Yes | Yes
[19 empty] | Yes | Lead | Tier 5 | Yes | Yes | Yes
[19 empty] | Yes | Lead | Tier 5 | Yes | Yes | Yes
[19 empty] | Yes | Lead | Tier 5 | Yes | Yes | Yes
[19 empty] | Yes | Lead | Tier 5 | Yes | Yes | Yes
[19 empty] | Yes | Lead | Tier 5 | Yes | Yes | Yes
[19 empty] | Yes | Lead | Tier 5 | Yes | Yes | Yes
[19 empty] | Yes | Lead | Tier 5 | Yes | Yes | Yes
[19 empty] | Yes | Lead | Tier 5 | Yes | Yes | Yes
[19 empty] | Yes | Lead | Tier 5 | Yes | Yes | Yes
[19 empty] | Yes | Lead | Tier 5 | Yes | Yes | Yes
[19 empty] | Yes | Lead | Tier 5 | Yes | Yes | Yes
[19 empty] | Yes | Lead | Tier 5 | Yes | Yes | Yes
[19 empty] | Yes | Lead | Tier 5 | Yes | Yes | Yes
[19 empty] | Yes | Lead | Tier 5 | Yes | Yes | Yes
[19 empty] | Yes | Lead | Tier 5 | Yes | Yes | Yes
[19 empty] | Yes | Lead | Tier 5 | Yes | Yes | Yes
[19 empty] | Yes | Lead | Tier 5 | Yes | Yes | Yes
[19 empty] | Yes | Lead | Tier 5 | Yes | Yes | Yes
[19 empty] | Yes | Lead | Tier 5 | Yes | Yes | Yes
[19 empty] | Yes | Lead | Tier 5 | Yes | Yes | Yes
[19 empty] | Yes | Lead | Tier 5 | Yes | Yes | Yes
[19 empty] | Yes | Lead | Tier 5 | Yes | Yes | Yes
[19 empty] | Yes | Lead | Tier 5 | Yes | Yes | Yes
[19 empty] | Yes | Lead | Tier 5 | Yes | Yes | Yes
[19 empty] | Yes | Lead | Tier 5 | Yes | Yes | Yes
[19 empty] | Yes | Lead | Tier 5 | Yes | Yes | Yes
[19 empty] | Yes | Lead | Tier 5 | Yes | Yes | Yes
[19 empty] | Yes | Lead | Tier 5 | Yes | Yes | Yes
[19 empty] | Yes | Lead | Tier 5 | Yes | Yes | Yes
[19 empty] | Yes | Lead | Tier 5 | Yes | Yes | Yes
[19 empty] | Yes | Lead | Tier 5 | Yes | Yes | Yes
[19 empty] | Yes | Lead | Tier 5 | Yes | Yes | Yes
[19 empty] | Yes | Lead | Tier 5 | Yes | Yes | Yes
[19 empty] | Yes | Lead | Tier 5 | Yes | Yes | Yes
[19 empty] | Yes | Lead | Tier 5 | Yes | Yes | Yes
[19 empty] | Yes | Lead | Tier 5 | Yes | Yes | Yes
[19 empty] | Yes | Lead | Tier 5 | Yes | Yes | Yes
[19 empty] | Yes | Lead | Tier 5 | Yes | Yes | Yes
[19 empty] | Yes | Lead | Tier 5 | Yes | Yes | Yes
[19 empty] | Yes | Lead | Tier 5 | Yes | Yes | Yes
[19 empty] | Yes | Lead | Tier 5 | Yes | Yes | Yes
[19 empty] | Yes | Lead | Tier 5 | Yes | Yes | Yes
[19 empty] | Yes | Lead | Tier 5 | Yes | Yes | Yes
[19 empty] | Yes | Lead | Tier 5 | Yes | Yes | Yes
[19 empty] | Yes | Lead | Tier 5 | Yes | Yes | Yes
[19 empty] | Yes | Lead | Tier 5 | Yes | Yes | Yes
[19 empty] | Yes | Lead | Tier 5 | Yes | Yes | Yes
[19 empty] | Yes | Lead | Tier 5 | Yes | Yes | Yes
[19 empty] | Yes | Lead | Tier 5 | Yes | Yes | Yes
[19 empty] | Yes | Lead | Tier 5 | Yes | Yes | Yes
[19 empty] | Yes | Lead | Tier 5 | Yes | Yes | Yes
[19 empty] | Yes | Lead | Tier 5 | Yes | Yes | Yes
[19 empty] | Yes | Lead | Tier 5 | Yes | Yes | Yes
[19 empty] | Yes | Lead | Tier 5 | Yes | Yes | Yes
[19 empty] | Yes | Lead | Tier 5 | Yes | Yes | Yes
[19 empty] | Yes | Lead | Tier 5 | Yes | Yes | Yes
[19 empty] | Yes | Lead | Tier 5 | Yes | Yes | Yes
[19 empty] | Yes | Lead | Tier 5 | Yes | Yes | Yes
[19 empty] | Yes | Lead | Tier 5 | Yes | Yes | Yes
[19 empty] | Yes | Lead | Tier 5 | Yes | Yes | Yes
[19 empty] | Yes | Lead | Tier 5 | Yes | Yes | Yes
[19 empty] | Yes | Lead | Tier 5 | Yes | Yes | Yes
[19 empty] | Yes | Lead | Tier 5 | Yes | Yes | Yes
[19 empty] | Yes | Lead | Tier 5 | Yes | Yes | Yes
[19 empty] | Yes | Lead | Tier 5 | Yes | Yes | Yes
[19 empty] | Yes | Lead | Tier 5 | Yes | Yes | Yes
[19 empty] | Yes | Lead | Tier 5 | Yes | Yes | Yes
[19 empty] | Yes | Lead | Tier 5 | Yes | Yes | Yes
[19 empty] | Yes | Lead | Tier 5 | Yes | Yes | Yes
[19 empty] | Yes | Lead | Tier 5 | Yes | Yes | Yes
[19 empty] | Yes | Lead | Tier 5 | Yes | Yes | Yes
[19 empty] | Yes | Lead | Tier 5 | Yes | Yes | Yes
[19 empty] | Yes | Lead | Tier 5 | Yes | Yes | Yes
[19 empty] | Yes | Lead | Tier 5 | Yes | Yes | Yes
[19 empty] | Yes | Lead | Tier 5 | Yes | Yes | Yes
[19 empty] | Yes | Lead | Tier 5 | Yes | Yes | Yes
[19 empty] | Yes | Lead | Tier 5 | Yes | Yes | Yes
[19 empty] | Yes | Lead | Tier 5 | Yes | Yes | Yes
[19 empty] | Yes | Lead | Tier 5 | Yes | Yes | Yes
[19 empty] | Yes | Lead | Tier 5 | Yes | Yes | Yes
[19 empty] | Yes | Lead | Tier 5 | Yes | Yes | Yes
[19 empty] | Yes | Lead | Tier 5 | Yes | Yes | Yes
[19 empty] | Yes | Lead | Tier 5 | Yes | Yes | Yes
[19 empty] | Yes | Lead | Tier 5 | Yes | Yes | Yes
[19 empty] | Yes | Lead | Tier 5 | Yes | Yes | Yes
[19 empty] | Yes | Lead | Tier 5 | Yes | Yes | Yes
[19 empty] | Yes | Lead | Tier 5 | Yes | Yes | Yes
[19 empty] | Yes | Lead | Tier 5 | Yes | Yes | Yes
[19 empty] | Yes | Lead | Tier 5 | Yes | Yes | Yes
[19 empty] | Yes | Lead | Tier 5 | Yes | Yes | Yes
[19 empty] | Yes | Lead | Tier 5 | Yes | Yes | Yes
[19 empty] | Yes | Lead | Tier 5 | Yes | Yes | Yes
[19 empty] | Yes | Lead | Tier 5 | Yes | Yes | Yes
[19 empty] | Yes | Lead | Tier 5 | Yes | Yes | Yes
[19 empty] | Yes | Lead | Tier 5 | Yes | Yes | Yes
[19 empty] | Yes | Lead | Tier 5 | Yes | Yes | Yes
[19 empty] | Yes | Lead | Tier 5 | Yes | Yes | Yes
[19 empty] | Yes | Lead | Tier 5 | Yes | Yes | Yes
[19 empty] | Yes | Lead | Tier 5 | Yes | Yes | Yes
[19 empty] | Yes | Lead | Tier 5 | Yes | Yes | Yes
[19 empty] | Yes | Lead | Tier 5 | Yes | Yes | Yes
[19 empty] | Yes | Lead | Tier 5 | Yes | Yes | Yes
[19 empty] | Yes | Lead | Tier 5 | Yes | Yes | Yes
[19 empty] | Yes | Lead | Tier 5 | Yes | Yes | Yes
[19 empty] | Yes | Lead | Tier 5 | Yes | Yes | Yes
[19 empty] | Yes | Lead | Tier 5 | Yes | Yes | Yes
[19 empty] | Yes | Lead | Tier 5 | Yes | Yes | Yes
[19 empty] | Yes | Lead | Tier 5 | Yes | Yes | Yes
[19 empty] | Yes | Lead | Tier 5 | Yes | Yes | Yes
[19 empty] | Yes | Lead | Tier 5 | Yes | Yes | Yes
[19 empty] | Yes | Lead | Tier 5 | Yes | Yes | Yes
[19 empty] | Yes | Lead | Tier 5 | Yes | Yes | Yes
[19 empty] | Yes | Lead | Tier 5 | Yes | Yes | Yes
[19 empty] | Yes | Lead | Tier 5 | Yes | Yes | Yes
[19 empty] | Yes | Lead | Tier 5 | Yes | Yes | Yes
[19 empty] | Yes | Lead | Tier 5 | Yes | Yes | Yes
[19 empty] | Yes | Lead | Tier 5 | Yes | Yes | Yes
[19 empty] | Yes | Lead | Tier 5 | Yes | Yes | Yes
[19 empty] | Yes | Lead | Tier 5 | Yes | Yes | Yes
[19 empty] | Yes | Lead | Tier 5 | Yes | Yes | Yes
[19 empty] | Yes | Lead | Tier 5 | Yes | Yes | Yes
[19 empty] | Yes | Lead | Tier 5 | Yes | Yes | Yes
[19 empty] | Yes | Lead | Tier 5 | Yes | Yes | Yes
[19 empty] | Yes | Lead | Tier 5 | Yes | Yes | Yes
[19 empty] | Yes | Lead | Tier 5 | Yes | Yes | Yes
[19 empty] | Yes | Lead | Tier 5 | Yes | Yes | Yes
[19 empty] | Yes | Lead | Tier 5 | Yes | Yes | Yes
[19 empty] | Yes | Lead | Tier 5 | Yes | Yes | Yes
[19 empty] | Yes | Lead | Tier 5 | Yes | Yes | Yes
[19 empty] | Yes | Lead | Tier 5 | Yes | Yes | Yes
[19 empty] | Yes | Lead | Tier 5 | Yes | Yes | Yes
[19 empty] | Yes | Lead | Tier 5 | Yes | Yes | Yes
[19 empty] | Yes | Lead | Tier 5 | Yes | Yes | Yes
[19 empty] | Yes | Lead | Tier 5 | Yes | Yes | Yes
[19 empty] | Yes | Lead | Tier 5 | Yes | Yes | Yes
[19 empty] | Yes | Lead | Tier 5 | Yes | Yes | Yes
[19 empty] | Yes | Lead | Tier 5 | Yes | Yes | Yes
[19 empty] | Yes | Lead | Tier 5 | Yes | Yes | Yes
[19 empty] | Yes | Lead | Tier 5 | Yes | Yes | Yes
[19 empty] | Yes | Lead | Tier 5 | Yes | Yes | Yes
[19 empty] | Yes | Lead | Tier 5 | Yes | Yes | Yes
[19 empty] | Yes | Lead | Tier 5 | Yes | Yes | Yes
[19 empty] | Yes | Lead | Tier 5 | Yes | Yes | Yes
[19 empty] | Yes | Lead | Tier 5 | Yes | Yes | Yes
[19 empty] | Yes | Lead | Tier 5 | Yes | Yes | Yes
[19 empty] | Yes | Lead | Tier 5 | Yes | Yes | Yes
[19 empty] | Yes | Lead | Tier 5 | Yes | Yes | Yes
[19 empty] | Yes | Lead | Tier 5 | Yes | Yes | Yes
[19 empty] | Yes | Lead | Tier 5 | Yes | Yes | Yes
[19 empty] | Yes | Lead | Tier 5 | Yes | Yes | Yes
[19 empty] | Yes | Lead | Tier 5 | Yes | Yes | Yes
[19 empty] | Yes | Lead | Tier 5 | Yes | Yes | Yes
[19 empty] | Yes | Lead | Tier 5 | Yes | Yes | Yes
[19 empty] | Yes | Lead | Tier 5 | Yes | Yes | Yes
[19 empty] | Yes | Lead | Tier 5 | Yes | Yes | Yes
[19 empty] | Yes | Lead | Tier 5 | Yes | Yes | Yes
[19 empty] | Yes | Lead | Tier 5 | Yes | Yes | Yes
[19 empty] | Yes | Lead | Tier 5 | Yes | Yes | Yes
[19 empty] | Yes | Lead | Tier 5 | Yes | Yes | Yes
[19 empty] | Yes | Lead | Tier 5 | Yes | Yes | Yes
[19 empty] | Yes | Lead | Tier 5 | Yes | Yes | Yes
[19 empty] | Yes | Lead | Tier 5 | Yes | Yes | Yes
[19 empty] | Yes | Lead | Tier 5 | Yes | Yes | Yes
[19 empty] | Yes | Lead | Tier 5 | Yes | Yes | Yes
[19 empty] | Yes | Lead | Tier 5 | Yes | Yes | Yes
[19 empty] | Yes | Lead | Tier 5 | Yes | Yes | Yes
[19 empty] | Yes | Lead | Tier 5 | Yes | Yes | Yes
[19 empty] | Yes | Lead | Tier 5 | Yes | Yes | Yes
[19 empty] | Yes | Lead | Tier 5 | Yes | Yes | Yes
[19 empty] | Yes | Lead | Tier 5 | Yes | Yes | Yes
[19 empty] | Yes | Lead | Tier 5 | Yes | Yes | Yes
[19 empty] | Yes | Lead | Tier 5 | Yes | Yes | Yes
[19 empty] | Yes | Lead | Tier 5 | Yes | Yes | Yes
[19 empty] | Yes | Lead | Tier 5 | Yes | Yes | Yes
[19 empty] | Yes | Lead | Tier 5 | Yes | Yes | Yes
[19 empty] | Yes | Lead | Tier 5 | Yes | Yes | Yes
[19 empty] | Yes | Lead | Tier 5 | Yes | Yes | Yes
[19 empty] | Yes | Lead | Tier 5 | Yes | Yes | Yes
[19 empty] | Yes | Lead | Tier 5 | Yes | Yes | Yes
[19 empty] | Yes | Lead | Tier 5 | Yes | Yes | Yes
[19 empty] | Yes | Lead | Tier 5 | Yes | Yes | Yes
[19 empty] | Yes | Lead | Tier 5 | Yes | Yes | Yes
[19 empty] | Yes | Lead | Tier 5 | Yes | Yes | Yes
[19 empty] | Yes | Lead | Tier 5 | Yes | Yes | Yes
[19 empty] | Yes | Lead | Tier 5 | Yes | Yes | Yes
[19 empty] | Yes | Lead | Tier 5 | Yes | Yes | Yes
[19 empty] | Yes | Lead | Tier 5 | Yes | Yes | Yes
[19 empty] | Yes | Lead | Tier 5 | Yes | Yes | Yes
[19 empty] | Yes | Lead | Tier 5 | Yes | Yes | Yes
[19 empty] | Yes | Lead | Tier 5 | Yes | Yes | Yes
[19 empty] | Yes | Lead | Tier 5 | Yes | Yes | Yes
[19 empty] | Yes | Lead | Tier 5 | Yes | Yes | Yes
[19 empty] | Yes | Lead | Tier 5 | Yes | Yes | Yes
[19 empty] | Yes | Lead | Tier 5 | Yes | Yes | Yes
[19 empty] | Yes | Lead | Tier 5 | Yes | Yes | Yes
[19 empty] | Yes | Lead | Tier 5 | Yes | Yes | Yes
[19 empty] | Yes | Lead | Tier 5 | Yes | Yes | Yes
[19 empty] | Yes | Lead | Tier 5 | Yes | Yes | Yes
[19 empty] | Yes | Lead | Tier 5 | Yes | Yes | Yes
[19 empty] | Yes | Lead | Tier 5 | Yes | Yes | Yes
[19 empty] | Yes | Lead | Tier 5 | Yes | Yes | Yes
[19 empty] | Yes | Lead | Tier 5 | Yes | Yes | Yes
[19 empty] | Yes | Lead | Tier 5 | Yes | Yes | Yes
[19 empty] | Yes | Lead | Tier 5 | Yes | Yes | Yes
[19 empty] | Yes | Lead | Tier 5 | Yes | Yes | Yes
[19 empty] | Yes | Lead | Tier 5 | Yes | Yes | Yes
[19 empty] | Yes | Lead | Tier 5 | Yes | Yes | Yes
[19 empty] | Yes | Lead | Tier 5 | Yes | Yes | Yes
[19 empty] | Yes | Lead | Tier 5 | Yes | Yes | Yes
[19 empty] | Yes | Lead | Tier 5 | Yes | Yes | Yes
[19 empty] | Yes | Lead | Tier 5 | Yes | Yes | Yes
[19 empty] | Yes | Lead | Tier 5 | Yes | Yes | Yes
[19 empty] | Yes | Lead | Tier 5 | Yes | Yes | Yes
[19 empty] | Yes | Lead | Tier 5 | Yes | Yes | Yes
[19 empty] | Yes | Lead | Tier 5 | Yes | Yes | Yes
[19 empty] | Yes | Lead | Tier 5 | Yes | Yes | Yes
[19 empty] | Yes | Lead | Tier 5 | Yes | Yes | Yes
[19 empty] | Yes | Lead | Tier 5 | Yes | Yes | Yes
[19 empty] | Yes | Lead | Tier 5 | Yes | Yes | Yes
[19 empty] | Yes | Lead | Tier 5 | Yes | Yes | Yes
[19 empty] | Yes | Lead | Tier 5 | Yes | Yes | Yes
[19 empty] | Yes | Lead | Tier 5 | Yes | Yes | Yes
[19 empty] | Yes | Lead | Tier 5 | Yes | Yes | Yes
[19 empty] | Yes | Lead | Tier 5 | Yes | Yes | Yes
[19 empty] | Yes | Lead | Tier 5 | Yes | Yes | Yes
[19 empty] | Yes | Lead | Tier 5 | Yes | Yes | Yes
[19 empty] | Yes | Lead | Tier 5 | Yes | Yes | Yes
[19 empty] | Yes | Lead | Tier 5 | Yes | Yes | Yes
[19 empty] | Yes | Lead | Tier 5 | Yes | Yes | Yes
[19 empty] | Yes | Lead | Tier 5 | Yes | Yes | Yes
[19 empty] | Yes | Lead | Tier 5 | Yes | Yes | Yes
[19 empty] | Yes | Lead | Tier 5 | Yes | Yes | Yes
[19 empty] | Yes | Lead | Tier 5 | Yes | Yes | Yes
[19 empty] | Yes | Lead | Tier 5 | Yes | Yes | Yes
[19 empty] | Yes | Lead | Tier 5 | Yes | Yes | Yes
[19 empty] | Yes | Lead | Tier 5 | Yes | Yes | Yes
[19 empty] | Yes | Lead | Tier 5 | Yes | Yes | Yes
[19 empty] | Yes | Lead | Tier 5 | Yes | Yes | Yes
[19 empty] | Yes | Lead | Tier 5 | Yes | Yes | Yes
[19 empty] | Yes | Lead | Tier 5 | Yes | Yes | Yes
[19 empty] | Yes | Lead | Tier 5 | Yes | Yes | Yes
[19 empty] | Yes | Lead | Tier 5 | Yes | Yes | Yes
[19 empty] | Yes | Lead | Tier 5 | Yes | Yes | Yes
[19 empty] | Yes | Lead | Tier 5 | Yes | Yes | Yes
[19 empty] | Yes | Lead | Tier 5 | Yes | Yes | Yes
[19 empty] | Yes | Lead | Tier 5 | Yes | Yes | Yes
[19 empty] | Yes | Lead | Tier 5 | Yes | Yes | Yes
[19 empty] | Yes | Lead | Tier 5 | Yes | Yes | Yes
[19 empty] | Yes | Lead | Tier 5 | Yes | Yes | Yes
[19 empty] | Yes | Lead | Tier 5 | Yes | Yes | Yes
[19 empty] | Yes | Lead | Tier 5 | Yes | Yes | Yes
[19 empty] | Yes | Lead | Tier 5 | Yes | Yes | Yes
[19 empty] | Yes | Lead | Tier 5 | Yes | Yes | Yes
[19 empty] | Yes | Lead | Tier 5 | Yes | Yes | Yes
[19 empty] | Yes | Lead | Tier 5 | Yes | Yes | Yes
[19 empty] | Yes | Lead | Tier 5 | Yes | Yes | Yes
[19 empty] | Yes | Lead | Tier 5 | Yes | Yes | Yes
[19 empty] | Yes | Lead | Tier 5 | Yes | Yes | Yes
[19 empty] | Yes | Lead | Tier 5 | Yes | Yes | Yes
[19 empty] | Yes | Lead | Tier 5 | Yes | Yes | Yes
[19 empty] | Yes | Lead | Tier 5 | Yes | Yes | Yes
[19 empty] | Yes | Lead | Tier 5 | Yes | Yes | Yes
[19 empty] | Yes | Lead | Tier 5 | Yes | Yes | Yes
[19 empty] | Yes | Lead | Tier 5 | Yes | Yes | Yes
[19 empty] | Yes | Lead | Tier 5 | Yes | Yes | Yes
[19 empty] | Yes | Lead | Tier 5 | Yes | Yes | Yes
[19 empty] | Yes | Lead | Tier 5 | Yes | Yes | Yes
[19 empty] | Yes | Lead | Tier 5 | Yes | Yes | Yes
[19 empty] | Yes | Lead | Tier 5 | Yes | Yes | Yes
[19 empty] | Yes | Lead | Tier 5 | Yes | Yes | Yes
[19 empty] | Yes | Lead | Tier 5 | Yes | Yes | Yes
[19 empty] | Yes | Lead | Tier 5 | Yes | Yes | Yes
[19 empty] | Yes | Lead | Tier 5 | Yes | Yes | Yes
[19 empty] | Yes | Lead | Tier 5 | Yes | Yes | Yes
[19 empty] | Yes | Lead | Tier 5 | Yes | Yes | Yes
[19 empty] | Yes | Lead | Tier 5 | Yes | Yes | Yes
[19 empty] | Yes | Lead | Tier 5 | Yes | Yes | Yes
[19 empty] | Yes | Lead | Tier 5 | Yes | Yes | Yes
[19 empty] | Yes | Lead | Tier 5 | Yes | Yes | Yes
[19 empty] | Yes | Lead | Tier 5 | Yes | Yes | Yes
[19 empty] | Yes | Lead | Tier 5 | Yes | Yes | Yes
[19 empty] | Yes | Lead | Tier 5 | Yes | Yes | Yes
[19 empty] | Yes | Lead | Tier 5 | Yes | Yes | Yes
[19 empty] | Yes | Lead | Tier 5 | Yes | Yes | Yes
[19 empty] | Yes | Lead | Tier 5 | Yes | Yes | Yes
[19 empty] | Yes | Lead | Tier 5 | Yes | Yes | Yes
[19 empty] | Yes | Lead | Tier 5 | Yes | Yes | Yes
[19 empty] | Yes | Lead | Tier 5 | Yes | Yes | Yes
[19 empty] | Yes | Lead | Tier 5 | Yes | Yes | Yes
[19 empty] | Yes | Lead | Tier 5 | Yes | Yes | Yes
[19 empty] | Yes | Lead | Tier 5 | Yes | Yes | Yes
[19 empty] | Yes | Lead | Tier 5 | Yes | Yes | Yes
[19 empty] | Yes | Lead | Tier 5 | Yes | Yes | Yes
[19 empty] | Yes | Lead | Tier 5 | Yes | Yes | Yes
[19 empty] | Yes | Lead | Tier 5 | Yes | Yes | Yes
[19 empty] | Yes | Lead | Tier 5 | Yes | Yes | Yes
[19 empty] | Yes | Lead | Tier 5 | Yes | Yes | Yes
[19 empty] | Yes | Lead | Tier 5 | Yes | Yes | Yes
[19 empty] | Yes | Lead | Tier 5 | Yes | Yes | Yes
[19 empty] | Yes | Lead | Tier 5 | Yes | Yes | Yes
[19 empty] | Yes | Lead | Tier 5 | Yes | Yes | Yes
[19 empty] | Yes | Lead | Tier 5 | Yes | Yes | Yes
[19 empty] | Yes | Lead | Tier 5 | Yes | Yes | Yes
[19 empty] | Yes | Lead | Tier 5 | Yes | Yes | Yes
[19 empty] | Yes | Lead | Tier 5 | Yes | Yes | Yes
[19 empty] | Yes | Lead | Tier 5 | Yes | Yes | Yes
[19 empty] | Yes | Lead | Tier 5 | Yes | Yes | Yes
[19 empty] | Yes | Lead | Tier 5 | Yes | Yes | Yes
[19 empty] | Yes | Lead | Tier 5 | Yes | Yes | Yes
[19 empty] | Yes | Lead | Tier 5 | Yes | Yes | Yes
[19 empty] | Yes | Lead | Tier 5 | Yes | Yes | Yes
[19 empty] | Yes | Lead | Tier 5 | Yes | Yes | Yes
[19 empty] | Yes | Lead | Tier 5 | Yes | Yes | Yes
[19 empty] | Yes | Lead | Tier 5 | Yes | Yes | Yes
[19 empty] | Yes | Lead | Tier 5 | Yes | Yes | Yes
[19 empty] | Yes | Lead | Tier 5 | Yes | Yes | Yes
[19 empty] | Yes | Lead | Tier 5 | Yes | Yes | Yes
[19 empty] | Yes | Lead | Tier 5 | Yes | Yes | Yes
[19 empty] | Yes | Lead | Tier 5 | Yes | Yes | Yes
[19 empty] | Yes | Lead | Tier 5 | Yes | Yes | Yes
[19 empty] | Yes | Lead | Tier 5 | Yes | Yes | Yes
[19 empty] | Yes | Lead | Tier 5 | Yes | Yes | Yes
[19 empty] | Yes | Lead | Tier 5 | Yes | Yes | Yes
[19 empty] | Yes | Lead | Tier 5 | Yes | Yes | Yes
[19 empty] | Yes | Lead | Tier 5 | Yes | Yes | Yes
[19 empty] | Yes | Lead | Tier 5 | Yes | Yes | Yes
[19 empty] | Yes | Lead | Tier 5 | Yes | Yes | Yes
[19 empty] | Yes | Lead | Tier 5 | Yes | Yes | Yes
[19 empty] | Yes | Lead | Tier 5 | Yes | Yes | Yes
[19 empty] | Yes | Lead | Tier 5 | Yes | Yes | Yes
[19 empty] | Yes | Lead | Tier 5 | Yes | Yes | Yes
[19 empty] | Yes | Lead | Tier 5 | Yes | Yes | Yes
[19 empty] | Yes | Lead | Tier 5 | Yes | Yes | Yes
[19 empty] | Yes | Lead | Tier 5 | Yes | Yes | Yes
[19 empty] | Yes | Lead | Tier 5 | Yes | Yes | Yes
[19 empty] | Yes | Lead | Tier 5 | Yes | Yes | Yes
[19 empty] | Yes | Lead | Tier 5 | Yes | Yes | Yes
[19 empty] | Yes | Lead | Tier 5 | Yes | Yes | Yes
[19 empty] | Yes | Lead | Tier 5 | Yes | Yes | Yes
[19 empty] | Yes | Lead | Tier 5 | Yes | Yes | Yes
[19 empty] | Yes | Lead | Tier 5 | Yes | Yes | Yes
[19 empty] | Yes | Lead | Tier 5 | Yes | Yes | Yes
[19 empty] | Yes | Lead | Tier 5 | Yes | Yes | Yes
[19 empty] | Yes | Lead | Tier 5 | Yes | Yes | Yes
[19 empty] | Yes | Lead | Tier 5 | Yes | Yes | Yes
[19 empty] | Yes | Lead | Tier 5 | Yes | Yes | Yes
[19 empty] | Yes | Lead | Tier 5 | Yes | Yes | Yes
[19 empty] | Yes | Lead | Tier 5 | Yes | Yes | Yes
[19 empty] | Yes | Lead | Tier 5 | Yes | Yes | Yes
[19 empty] | Yes | Lead | Tier 5 | Yes | Yes | Yes
[19 empty] | Yes | Lead | Tier 5 | Yes | Yes | Yes
[19 empty] | Yes | Lead | Tier 5 | Yes | Yes | Yes
[19 empty] | Yes | Lead | Tier 5 | Yes | Yes | Yes
[19 empty] | Yes | Lead | Tier 5 | Yes | Yes | Yes
[19 empty] | Yes | Lead | Tier 5 | Yes | Yes | Yes
[19 empty] | Yes | Lead | Tier 5 | Yes | Yes | Yes
[19 empty] | Yes | Lead | Tier 5 | Yes | Yes | Yes
[19 empty] | Yes | Lead | Tier 5 | Yes | Yes | Yes
[19 empty] | Yes | Lead | Tier 5 | Yes | Yes | Yes
[19 empty] | Yes | Lead | Tier 5 | Yes | Yes | Yes
[19 empty] | Yes | Lead | Tier 5 | Yes | Yes | Yes
[19 empty] | Yes | Lead | Tier 5 | Yes | Yes | Yes
[19 empty] | Yes | Lead | Tier 5 | Yes | Yes | Yes
[19 empty] | Yes | Lead | Tier 5 | Yes | Yes | Yes
[19 empty] | Yes | Lead | Tier 5 | Yes | Yes | Yes
[19 empty] | Yes | Lead | Tier 5 | Yes | Yes | Yes
[19 empty] | Yes | Lead | Tier 5 | Yes | Yes | Yes
[19 empty] | Yes | Lead | Tier 5 | Yes | Yes | Yes
[19 empty] | Yes | Lead | Tier 5 | Yes | Yes | Yes
[19 empty] | Yes | Lead | Tier 5 | Yes | Yes | Yes
[19 empty] | Yes | Lead | Tier 5 | Yes | Yes | Yes
[19 empty] | Yes | Lead | Tier 5 | Yes | Yes | Yes
[19 empty] | Yes | Lead | Tier 5 | Yes | Yes | Yes
[19 empty] | Yes | Lead | Tier 5 | Yes | Yes | Yes
[19 empty] | Yes | Lead | Tier 5 | Yes | Yes | Yes
[19 empty] | Yes | Lead | Tier 5 | Yes | Yes | Yes
[19 empty] | Yes | Lead | Tier 5 | Yes | Yes | Yes
[19 empty] | Yes | Lead | Tier 5 | Yes | Yes | Yes
[19 empty] | Yes | Lead | Tier 5 | Yes | Yes | Yes
[19 empty] | Yes | Lead | Tier 5 | Yes | Yes | Yes
[19 empty] | Yes | Lead | Tier 5 | Yes | Yes | Yes
[19 empty] | Yes | Lead | Tier 5 | Yes | Yes | Yes
[19 empty] | Yes | Lead | Tier 5 | Yes | Yes | Yes
[19 empty] | Yes | Lead | Tier 5 | Yes | Yes | Yes
[19 empty] | Yes | Lead | Tier 5 | Yes | Yes | Yes
[19 empty] | Yes | Lead | Tier 5 | Yes | Yes | Yes
[19 empty] | Yes | Lead | Tier 5 | Yes | Yes | Yes
[19 empty] | Yes | Lead | Tier 5 | Yes | Yes | Yes
[19 empty] | Yes | Lead | Tier 5 | Yes | Yes | Yes
[19 empty] | Yes | Lead | Tier 5 | Yes | Yes | Yes
[19 empty] | Yes | Lead | Tier 5 | Yes | Yes | Yes
[19 empty] | Yes | Lead | Tier 5 | Yes | Yes | Yes
[19 empty] | Yes | Lead | Tier 5 | Yes | Yes | Yes
[19 empty] | Yes | Lead | Tier 5 | Yes | Yes | Yes
[19 empty] | Yes | Lead | Tier 5 | Yes | Yes | Yes
[19 empty] | Yes | Lead | Tier 5 | Yes | Yes | Yes
[19 empty] | Yes | Lead | Tier 5 | Yes | Yes | Yes
[19 empty] | Yes | Lead | Tier 5 | Yes | Yes | Yes
[19 empty] | Yes | Lead | Tier 5 | Yes | Yes | Yes
[19 empty] | Yes | Lead | Tier 5 | Yes | Yes | Yes
[19 empty] | Yes | Lead | Tier 5 | Yes | Yes | Yes
[19 empty] | Yes | Lead | Tier 5 | Yes | Yes | Yes
[19 empty] | Yes | Lead | Tier 5 | Yes | Yes | Yes
[19 empty] | Yes | Lead | Tier 5 | Yes | Yes | Yes
[19 empty] | Yes | Lead | Tier 5 | Yes | Yes | Yes
[19 empty] | Yes | Lead | Tier 5 | Yes | Yes | Yes
[19 empty] | Yes | Lead | Tier 5 | Yes | Yes | Yes
[19 empty] | Yes | Lead | Tier 5 | Yes | Yes | Yes
[19 empty] | Yes | Lead | Tier 5 | Yes | Yes | Yes
[19 empty] | Yes | Lead | Tier 5 | Yes | Yes | Yes
[19 empty] | Yes | Lead | Tier 5 | Yes | Yes | Yes
[19 empty] | Yes | Lead | Tier 5 | Yes | Yes | Yes
[19 empty] | Yes | Lead | Tier 5 | Yes | Yes | Yes
[19 empty] | Yes | Lead | Tier 5 | Yes | Yes | Yes
[19 empty] | Yes | Lead | Tier 5 | Yes | Yes | Yes
[19 empty] | Yes | Lead | Tier 5 | Yes | Yes | Yes
[19 empty] | Yes | Lead | Tier 5 | Yes | Yes | Yes
[19 empty] | Yes | Lead | Tier 5 | Yes | Yes | Yes
[19 empty] | Yes | Lead | Tier 5 | Yes | Yes | Yes
[19 empty] | Yes | Lead | Tier 5 | Yes | Yes | Yes
[19 empty] | Yes | Lead | Tier 5 | Yes | Yes | Yes
[19 empty] | Yes | Lead | Tier 5 | Yes | Yes | Yes
[19 empty] | Yes | Lead | Tier 5 | Yes | Yes | Yes
[19 empty] | Yes | Lead | Tier 5 | Yes | Yes | Yes
[19 empty] | Yes | Lead | Tier 5 | Yes | Yes | Yes
[19 empty] | Yes | Lead | Tier 5 | Yes | Yes | Yes
[19 empty] | Yes | Lead | Tier 5 | Yes | Yes | Yes
[19 empty] | Yes | Lead | Tier 5 | Yes | Yes | Yes
[19 empty] | Yes | Lead | Tier 5 | Yes | Yes | Yes
[19 empty] | Yes | Lead | Tier 5 | Yes | Yes | Yes
[19 empty] | Yes | Lead | Tier 5 | Yes | Yes | Yes
[19 empty] | Yes | Lead | Tier 5 | Yes | Yes | Yes
[19 empty] | Yes | Lead | Tier 5 | Yes | Yes | Yes
[19 empty] | Yes | Lead | Tier 5 | Yes | Yes | Yes
[19 empty] | Yes | Lead | Tier 5 | Yes | Yes | Yes
[19 empty] | Yes | Lead | Tier 5 | Yes | Yes | Yes
[19 empty] | Yes | Lead | Tier 5 | Yes | Yes | Yes
[19 empty] | Yes | Lead | Tier 5 | Yes | Yes | Yes
[19 empty] | Yes | Lead | Tier 5 | Yes | Yes | Yes
[19 empty] | Yes | Lead | Tier 5 | Yes | Yes | Yes
[19 empty] | Yes | Lead | Tier 5 | Yes | Yes | Yes
[19 empty] | Yes | Lead | Tier 5 | Yes | Yes | Yes
[19 empty] | Yes | Lead | Tier 5 | Yes | Yes | Yes
[19 empty] | Yes | Lead | Tier 5 | Yes | Yes | Yes
[19 empty] | Yes | Lead | Tier 5 | Yes | Yes | Yes
[19 empty] | Yes | Lead | Tier 5 | Yes | Yes | Yes
[19 empty] | Yes | Lead | Tier 5 | Yes | Yes | Yes
[19 empty] | Yes | Lead | Tier 5 | Yes | Yes | Yes
[19 empty] | Yes | Lead | Tier 5 | Yes | Yes | Yes
[19 empty] | Yes | Lead | Tier 5 | Yes | Yes | Yes
[19 empty] | Yes | Lead | Tier 5 | Yes | Yes | Yes
[19 empty] | Yes | Lead | Tier 5 | Yes | Yes | Yes
[19 empty] | Yes | Lead | Tier 5 | Yes | Yes | Yes
[19 empty] | Yes | Lead | Tier 5 | Yes | Yes | Yes
[19 empty] | Yes | Lead | Tier 5 | Yes | Yes | Yes
[19 empty] | Yes | Lead | Tier 5 | Yes | Yes | Yes
[19 empty] | Yes | Lead | Tier 5 | Yes | Yes | Yes
[19 empty] | Yes | Lead | Tier 5 | Yes | Yes | Yes
[19 empty] | Yes | Lead | Tier 5 | Yes | Yes | Yes
[19 empty] | Yes | Lead | Tier 5 | Yes | Yes | Yes
[19 empty] | Yes | Lead | Tier 5 | Yes | Yes | Yes
[19 empty] | Yes | Lead | Tier 5 | Yes | Yes | Yes
[19 empty] | Yes | Lead | Tier 5 | Yes | Yes | Yes
[19 empty] | Yes | Lead | Tier 5 | Yes | Yes | Yes
[19 empty] | Yes | Lead | Tier 5 | Yes | Yes | Yes
[19 empty] | Yes | Lead | Tier 5 | Yes | Yes | Yes
[19 empty] | Yes | Lead | Tier 5 | Yes | Yes | Yes
[19 empty] | Yes | Lead | Tier 5 | Yes | Yes | Yes
[19 empty] | Yes | Lead | Tier 5 | Yes | Yes | Yes
[19 empty] | Yes | Lead | Tier 5 | Yes | Yes | Yes
[19 empty] | Yes | Lead | Tier 5 | Yes | Yes | Yes
[19 empty] | Yes | Lead | Tier 5 | Yes | Yes | Yes
[19 empty] | Yes | Lead | Tier 5 | Yes | Yes | Yes
[19 empty] | Yes | Lead | Tier 5 | Yes | Yes | Yes
[19 empty] | Yes | Lead | Tier 5 | Yes | Yes | Yes
[19 empty] | Yes | Lead | Tier 5 | Yes | Yes | Yes
[19 empty] | Yes | Lead | Tier 5 | Yes | Yes | Yes
[19 empty] | Yes | Lead | Tier 5 | Yes | Yes | Yes
[19 empty] | Yes | Lead | Tier 5 | Yes | Yes | Yes
[19 empty] | Yes | Lead | Tier 5 | Yes | Yes | Yes
[19 empty] | Yes | Lead | Tier 5 | Yes | Yes | Yes
[19 empty] | Yes | Lead | Tier 5 | Yes | Yes | Yes
[19 empty] | Yes | Lead | Tier 5 | Yes | Yes | Yes
[19 empty] | Yes | Lead | Tier 5 | Yes | Yes | Yes
[19 empty] | Yes | Lead | Tier 5 | Yes | Yes | Yes
[19 empty] | Yes | Lead | Tier 5 | Yes | Yes | Yes
[19 empty] | Yes | Lead | Tier 5 | Yes | Yes | Yes
[19 empty] | Yes | Lead | Tier 5 | Yes | Yes | Yes
[19 empty] | Yes | Lead | Tier 5 | Yes | Yes | Yes
[19 empty] | Yes | Lead | Tier 5 | Yes | Yes | Yes
[19 empty] | Yes | Lead | Tier 5 | Yes | Yes | Yes
[19 empty] | Yes | Lead | Tier 5 | Yes | Yes | Yes
[19 empty] | Yes | Lead | Tier 5 | Yes | Yes | Yes
[19 empty] | Yes | Lead | Tier 5 | Yes | Yes | Yes
[19 empty] | Yes | Lead | Tier 5 | Yes | Yes | Yes
[19 empty] | Yes | Lead | Tier 5 | Yes | Yes | Yes
[19 empty] | Yes | Lead | Tier 5 | Yes | Yes | Yes
[19 empty] | Yes | Lead | Tier 5 | Yes | Yes | Yes
[19 empty] | Yes | Lead | Tier 5 | Yes | Yes | Yes
[19 empty] | Yes | Lead | Tier 5 | Yes | Yes | Yes
[19 empty] | Yes | Lead | Tier 5 | Yes | Yes | Yes
[19 empty] | Yes | Lead | Tier 5 | Yes | Yes | Yes
[19 empty] | Yes | Lead | Tier 5 | Yes | Yes | Yes
[19 empty] | Yes | Lead | Tier 5 | Yes | Yes | Yes
[19 empty] | Yes | Lead | Tier 5 | Yes | Yes | Yes
[19 empty] | Yes | Lead | Tier 5 | Yes | Yes | Yes
[19 empty] | Yes | Lead | Tier 5 | Yes | Yes | Yes
[19 empty] | Yes | Lead | Tier 5 | Yes | Yes | Yes
[19 empty] | Yes | Lead | Tier 5 | Yes | Yes | Yes
[19 empty] | Yes | Lead | Tier 5 | Yes | Yes | Yes
[19 empty] | Yes | Lead | Tier 5 | Yes | Yes | Yes
[19 empty] | Yes | Lead | Tier 5 | Yes | Yes | Yes
[19 empty] | Yes | Lead | Tier 5 | Yes | Yes | Yes
[19 empty] | Yes | Lead | Tier 5 | Yes | Yes | Yes
[19 empty] | Yes | Lead | Tier 5 | Yes | Yes | Yes
[19 empty] | Yes | Lead | Tier 5 | Yes | Yes | Yes
[19 empty] | Yes | Lead | Tier 5 | Yes | Yes | Yes
[19 empty] | Yes | Lead | Tier 5 | Yes | Yes | Yes
[19 empty] | Yes | Lead | Tier 5 | Yes | Yes | Yes
[19 empty] | Yes | Lead | Tier 5 | Yes | Yes | Yes
[19 empty] | Yes | Lead | Tier 5 | Yes | Yes | Yes
[19 empty] | Yes | Lead | Tier 5 | Yes | Yes | Yes
[19 empty] | Yes | Lead | Tier 5 | Yes | Yes | Yes
[19 empty] | Yes | Lead | Tier 5 | Yes | Yes | Yes
[19 empty] | Yes | Lead | Tier 5 | Yes | Yes | Yes
[19 empty] | Yes | Lead | Tier 5 | Yes | Yes | Yes
[19 empty] | Yes | Lead | Tier 5 | Yes | Yes | Yes
[19 empty] | Yes | Lead | Tier 5 | Yes | Yes | Yes
[19 empty] | Yes | Lead | Tier 5 | Yes | Yes | Yes
[19 empty] | Yes | Lead | Tier 5 | Yes | Yes | Yes
[19 empty] | Yes | Lead | Tier 5 | Yes | Yes | Yes
[19 empty] | Yes | Lead | Tier 5 | Yes | Yes | Yes
[19 empty] | Yes | Lead | Tier 5 | Yes | Yes | Yes
[19 empty] | Yes | Lead | Tier 5 | Yes | Yes | Yes
[19 empty] | Yes | Lead | Tier 5 | Yes | Yes | Yes
[19 empty] | Yes | Lead | Tier 5 | Yes | Yes | Yes
[19 empty] | Yes | Lead | Tier 5 | Yes | Yes | Yes
[19 empty] | Yes | Lead | Tier 5 | Yes | Yes | Yes
[19 empty] | Yes | Lead | Tier 5 | Yes | Yes | Yes
[19 empty] | Yes | Lead | Tier 5 | Yes | Yes | Yes
[19 empty] | Yes | Lead | Tier 5 | Yes | Yes | Yes
[19 empty] | Yes | Lead | Tier 5 | Yes | Yes | Yes
[19 empty] | Yes | Lead | Tier 5 | Yes | Yes | Yes
[19 empty] | Yes | Lead | Tier 5 | Yes | Yes | Yes
[19 empty] | Yes | Lead | Tier 5 | Yes | Yes | Yes
[19 empty] | Yes | Lead | Tier 5 | Yes | Yes | Yes
[19 empty] | Yes | Lead | Tier 5 | Yes | Yes | Yes
[19 empty] | Yes | Lead | Tier 5 | Yes | Yes | Yes
[19 empty] | Yes | Lead | Tier 5 | Yes | Yes | Yes
[19 empty] | Yes | Lead | Tier 5 | Yes | Yes | Yes
[19 empty] | Yes | Lead | Tier 5 | Yes | Yes | Yes
[19 empty] | Yes | Lead | Tier 5 | Yes | Yes | Yes
[19 empty] | Yes | Lead | Tier 5 | Yes | Yes | Yes
[19 empty] | Yes | Lead | Tier 5 | Yes | Yes | Yes
[19 empty] | Yes | Lead | Tier 5 | Yes | Yes | Yes
[19 empty] | Yes | Lead | Tier 5 | Yes | Yes | Yes
[19 empty] | Yes | Lead | Tier 5 | Yes | Yes | Yes
[19 empty] | Yes | Lead | Tier 5 | Yes | Yes | Yes
[19 empty] | Yes | Lead | Tier 5 | Yes | Yes | Yes
[19 empty] | Yes | Lead | Tier 5 | Yes | Yes | Yes
[19 empty] | Yes | Lead | Tier 5 | Yes | Yes | Yes
[19 empty] | Yes | Lead | Tier 5 | Yes | Yes | Yes
[19 empty] | Yes | Lead | Tier 5 | Yes | Yes | Yes
[19 empty] | Yes | Lead | Tier 5 | Yes | Yes | Yes
[19 empty] | Yes | Lead | Tier 5 | Yes | Yes | Yes
[19 empty] | Yes | Lead | Tier 5 | Yes | Yes | Yes
[19 empty] | Yes | Lead | Tier 5 | Yes | Yes | Yes
[19 empty] | Yes | Lead | Tier 5 | Yes | Yes | Yes
[19 empty] | Yes | Lead | Tier 5 | Yes | Yes | Yes
[19 empty] | Yes | Lead | Tier 5 | Yes | Yes | Yes
[19 empty] | Yes | Lead | Tier 5 | Yes | Yes | Yes
[19 empty] | Yes | Lead | Tier 5 | Yes | Yes | Yes
[19 empty] | Yes | Lead | Tier 5 | Yes | Yes | Yes
[19 empty] | Yes | Lead | Tier 5 | Yes | Yes | Yes
[19 empty] | Yes | Lead | Tier 5 | Yes | Yes | Yes
[19 empty] | Yes | Lead | Tier 5 | Yes | Yes | Yes
[19 empty] | Yes | Lead | Tier 5 | Yes | Yes | Yes
[19 empty] | Yes | Lead | Tier 5 | Yes | Yes | Yes
[19 empty] | Yes | Lead | Tier 5 | Yes | Yes | Yes
[19 empty] | Yes | Lead | Tier 5 | Yes | Yes | Yes
[19 empty] | Yes | Lead | Tier 5 | Yes | Yes | Yes
[19 empty] | Yes | Lead | Tier 5 | Yes | Yes | Yes
[19 empty] | Yes | Lead | Tier 5 | Yes | Yes | Yes
[19 empty] | Yes | Lead | Tier 5 | Yes | Yes | Yes
[19 empty] | Yes | Lead | Tier 5 | Yes | Yes | Yes
[19 empty] | Yes | Lead | Tier 5 | Yes | Yes | Yes
[19 empty] | Yes | Lead | Tier 5 | Yes | Yes | Yes
[19 empty] | Yes | Lead | Tier 5 | Yes | Yes | Yes
[19 empty] | Yes | Lead | Tier 5 | Yes | Yes | Yes
[19 empty] | Yes | Lead | Tier 5 | Yes | Yes | Yes
[19 empty] | Yes | Lead | Tier 5 | Yes | Yes | Yes
[19 empty] | Yes | Lead | Tier 5 | Yes | Yes | Yes
[19 empty] | Yes | Lead | Tier 5 | Yes | Yes | Yes
[19 empty] | Yes | Lead | Tier 5 | Yes | Yes | Yes
[19 empty] | Yes | Lead | Tier 5 | Yes | Yes | Yes
[19 empty] | Yes | Lead | Tier 5 | Yes | Yes | Yes
[19 empty] | Yes | Lead | Tier 5 | Yes | Yes | Yes
[19 empty] | Yes | Lead | Tier 5 | Yes | Yes | Yes
[19 empty] | Yes | Lead | Tier 5 | Yes | Yes | Yes
[19 empty] | Yes | Lead | Tier 5 | Yes | Yes | Yes
[19 empty] | Yes | Lead | Tier 5 | Yes | Yes | Yes
[19 empty] | Yes | Lead | Tier 5 | Yes | Yes | Yes
[19 empty] | Yes | Lead | Tier 5 | Yes | Yes | Yes
[19 empty] | Yes | Lead | Tier 5 | Yes | Yes | Yes
[19 empty] | Yes | Lead | Tier 5 | Yes | Yes | Yes
[19 empty] | Yes | Lead | Tier 5 | Yes | Yes | Yes
[19 empty] | Yes | Lead | Tier 5 | Yes | Yes | Yes
[19 empty] | Yes | Lead | Tier 5 | Yes | Yes | Yes
[19 empty] | Yes | Lead | Tier 5 | Yes | Yes | Yes
[19 empty] | Yes | Lead | Tier 5 | Yes | Yes | Yes
[19 empty] | Yes | Lead | Tier 5 | Yes | Yes | Yes
[19 empty] | Yes | Lead | Tier 5 | Yes | Yes | Yes
[19 empty] | Yes | Lead | Tier 5 | Yes | Yes | Yes
[19 empty] | Yes | Lead | Tier 5 | Yes | Yes | Yes
[19 empty] | Yes | Lead | Tier 5 | Yes | Yes | Yes
[19 empty] | Yes | Lead | Tier 5 | Yes | Yes | Yes
[19 empty] | Yes | Lead | Tier 5 | Yes | Yes | Yes
[19 empty] | Yes | Lead | Tier 5 | Yes | Yes | Yes
[19 empty] | Yes | Lead | Tier 5 | Yes | Yes | Yes
[19 empty] | Yes | Lead | Tier 5 | Yes | Yes | Yes
[19 empty] | Yes | Lead | Tier 5 | Yes | Yes | Yes
[19 empty] | Yes | Lead | Tier 5 | Yes | Yes | Yes
[19 empty] | Yes | Lead | Tier 5 | Yes | Yes | Yes
[19 empty] | Yes | Lead | Tier 5 | Yes | Yes | Yes
[19 empty] | Yes | Lead | Tier 5 | Yes | Yes | Yes
[19 empty] | Yes | Lead | Tier 5 | Yes | Yes | Yes
[19 empty] | Yes | Lead | Tier 5 | Yes | Yes | Yes
[19 empty] | Yes | Lead | Tier 5 | Yes | Yes | Yes
[19 empty] | Yes | Lead | Tier 5 | Yes | Yes | Yes
[19 empty] | Yes | Lead | Tier 5 | Yes | Yes | Yes
[19 empty] | Yes | Lead | Tier 5 | Yes | Yes | Yes
[19 empty] | Yes | Lead | Tier 5 | Yes | Yes | Yes
[19 empty] | Yes | Lead | Tier 5 | Yes | Yes | Yes
[19 empty] | Yes | Lead | Tier 5 | Yes | Yes | Yes
[19 empty] | Yes | Lead | Tier 5 | Yes | Yes | Yes
[19 empty] | Yes | Lead | Tier 5 | Yes | Yes | Yes
[19 empty] | Yes | Lead | Tier 5 | Yes | Yes | Yes
[19 empty] | Yes | Lead | Tier 5 | Yes | Yes | Yes
[19 empty] | Yes | Lead | Tier 5 | Yes | Yes | Yes
[19 empty] | Yes | Lead | Tier 5 | Yes | Yes | Yes
[19 empty] | Yes | Lead | Tier 5 | Yes | Yes | Yes
[19 empty] | Yes | Lead | Tier 5 | Yes | Yes | Yes
[19 empty] | Yes | Lead | Tier 5 | Yes | Yes | Yes
[19 empty] | Yes | Lead | Tier 5 | Yes | Yes | Yes
[19 empty] | Yes | Lead | Tier 5 | Yes | Yes | Yes
[19 empty] | Yes | Lead | Tier 5 | Yes | Yes | Yes
[19 empty] | Yes | Lead | Tier 5 | Yes | Yes | Yes
[19 empty] | Yes | Lead | Tier 5 | Yes | Yes | Yes
[19 empty] | Yes | Lead | Tier 5 | Yes | Yes | Yes
[19 empty] | Yes | Lead | Tier 5 | Yes | Yes | Yes
[19 empty] | Yes | Lead | Tier 5 | Yes | Yes | Yes
[19 empty] | Yes | Lead | Tier 5 | Yes | Yes | Yes
[19 empty] | Yes | Lead | Tier 5 | Yes | Yes | Yes
[19 empty] | Yes | Lead | Tier 5 | Yes | Yes | Yes
[19 empty] | Yes | Lead | Tier 5 | Yes | Yes | Yes
[19 empty] | Yes | Lead | Tier 5 | Yes | Yes | Yes
[19 empty] | Yes | Lead | Tier 5 | Yes | Yes | Yes
[19 empty] | Yes | Lead | Tier 5 | Yes | Yes | Yes
[19 empty] | Yes | Lead | Tier 5 | Yes | Yes | Yes
[19 empty] | Yes | Lead | Tier 5 | Yes | Yes | Yes
[19 empty] | Yes | Lead | Tier 5 | Yes | Yes | Yes
[19 empty] | Yes | Lead | Tier 5 | Yes | Yes | Yes
[19 empty] | Yes | Lead | Tier 5 | Yes | Yes | Yes
[19 empty] | Yes | Lead | Tier 5 | Yes | Yes | Yes
[19 empty] | Yes | Lead | Tier 5 | Yes | Yes | Yes
[19 empty] | Yes | Lead | Tier 5 | Yes | Yes | Yes
[19 empty] | Yes | Lead | Tier 5 | Yes | Yes | Yes
[19 empty] | Yes | Lead | Tier 5 | Yes | Yes | Yes
[19 empty] | Yes | Lead | Tier 5 | Yes | Yes | Yes
[19 empty] | Yes | Lead | Tier 5 | Yes | Yes | Yes
[19 empty] | Yes | Lead | Tier 5 | Yes | Yes | Yes
[19 empty] | Yes | Lead | Tier 5 | Yes | Yes | Yes
[19 empty] | Yes | Lead | Tier 5 | Yes | Yes | Yes
[19 empty] | Yes | Lead | Tier 5 | Yes | Yes | Yes
[19 empty] | Yes | Lead | Tier 5 | Yes | Yes | Yes
[19 empty] | Yes | Lead | Tier 5 | Yes | Yes | Yes
[19 empty] | Yes | Lead | Tier 5 | Yes | Yes | Yes
[19 empty] | Yes | Lead | Tier 5 | Yes | Yes | Yes
[19 empty] | Yes | Lead | Tier 5 | Yes | Yes | Yes
[19 empty] | Yes | Lead | Tier 5 | Yes | Yes | Yes
[19 empty] | Yes | Lead | Tier 5 | Yes | Yes | Yes
[19 empty] | Yes | Lead | Tier 5 | Yes | Yes | Yes
[19 empty] | Yes | Lead | Tier 5 | Yes | Yes | Yes
[19 empty] | Yes | Lead | Tier 5 | Yes | Yes | Yes
[19 empty] | Yes | Lead | Tier 5 | Yes | Yes | Yes
[19 empty] | Yes | Lead | Tier 5 | Yes | Yes | Yes
[19 empty] | Yes | Lead | Tier 5 | Yes | Yes | Yes
[19 empty] | Yes | Lead | Tier 5 | Yes | Yes | Yes
[19 empty] | Yes | Lead | Tier 5 | Yes | Yes | Yes
[19 empty] | Yes | Lead | Tier 5 | Yes | Yes | Yes
[19 empty] | Yes | Lead | Tier 5 | Yes | Yes | Yes
[19 empty] | Yes | Lead | Tier 5 | Yes | Yes | Yes
[19 empty] | Yes | Lead | Tier 5 | Yes | Yes | Yes
[19 empty] | Yes | Lead | Tier 5 | Yes | Yes | Yes
[19 empty] | Yes | Lead | Tier 5 | Yes | Yes | Yes
[19 empty] | Yes | Lead | Tier 5 | Yes | Yes | Yes
[19 empty] | Yes | Lead | Tier 5 | Yes | Yes | Yes
[19 empty] | Yes | Lead | Tier 5 | Yes | Yes | Yes
[19 empty] | Yes | Lead | Tier 5 | Yes | Yes | Yes
[19 empty] | Yes | Lead | Tier 5 | Yes | Yes | Yes
[19 empty] | Yes | Lead | Tier 5 | Yes | Yes | Yes
[19 empty] | Yes | Lead | Tier 5 | Yes | Yes | Yes
[19 empty] | Yes | Lead | Tier 5 | Yes | Yes | Yes
[19 empty] | Yes | Lead | Tier 5 | Yes | Yes | Yes
[19 empty] | Yes | Lead | Tier 5 | Yes | Yes | Yes
[19 empty] | Yes | Lead | Tier 5 | Yes | Yes | Yes
[19 empty] | Yes | Lead | Tier 5 | Yes | Yes | Yes
[19 empty] | Yes | Lead | Tier 5 | Yes | Yes | Yes
[19 empty] | Yes | Lead | Tier 5 | Yes | Yes | Yes
[19 empty] | Yes | Lead | Tier 5 | Yes | Yes | Yes
[19 empty] | Yes | Lead | Tier 5 | Yes | Yes | Yes
[19 empty] | Yes | Lead | Tier 5 | Yes | Yes | Yes
[19 empty] | Yes | Lead | Tier 5 | Yes | Yes | Yes
[19 empty] | Yes | Lead | Tier 5 | Yes | Yes | Yes
[19 empty] | Yes | Lead | Tier 5 | Yes | Yes | Yes
[19 empty] | Yes | Lead | Tier 5 | Yes | Yes | Yes
[19 empty] | Yes | Lead | Tier 5 | Yes | Yes | Yes
[19 empty] | Yes | Lead | Tier 5 | Yes | Yes | Yes
[19 empty] | Yes | Lead | Tier 5 | Yes | Yes | Yes
[19 empty] | Yes | Lead | Tier 5 | Yes | Yes | Yes
[19 empty] | Yes | Lead | Tier 5 | Yes | Yes | Yes
[19 empty] | Yes | Lead | Tier 5 | Yes | Yes | Yes
[19 empty] | Yes | Lead | Tier 5 | Yes | Yes | Yes
[19 empty] | Yes | Lead | Tier 5 | Yes | Yes | Yes
[19 empty] | Yes | Lead | Tier 5 | Yes | Yes | Yes
[19 empty] | Yes | Lead | Tier 5 | Yes | Yes | Yes
[19 empty] | Yes | Lead | Tier 5 | Yes | Yes | Yes
[19 empty] | Yes | Lead | Tier 5 | Yes | Yes | Yes
[19 empty] | Yes | Lead | Tier 5 | Yes | Yes | Yes
[19 empty] | Yes | Lead | Tier 5 | Yes | Yes | Yes
[19 empty] | Yes | Lead | Tier 5 | Yes | Yes | Yes
[19 empty] | Yes | Lead | Tier 5 | Yes | Yes | Yes
[19 empty] | Yes | Lead | Tier 5 | Yes | Yes | Yes
[19 empty] | Yes | Lead | Tier 5 | Yes | Yes | Yes
[19 empty] | Yes | Lead | Tier 5 | Yes | Yes | Yes
[19 empty] | Yes | Lead | Tier 5 | Yes | Yes | Yes
[19 empty] | Yes | Lead | Tier 5 | Yes | Yes | Yes
[19 empty] | Yes | Lead | Tier 5 | Yes | Yes | Yes
[19 empty] | Yes | Lead | Tier 5 | Yes | Yes | Yes
[19 empty] | Yes | Lead | Tier 5 | Yes | Yes | Yes
[19 empty] | Yes | Lead | Tier 5 | Yes | Yes | Yes
[19 empty] | Yes | Lead | Tier 5 | Yes | Yes | Yes
[19 empty] | Yes | Lead | Tier 5 | Yes | Yes | Yes
[19 empty] | Yes | Lead | Tier 5 | Yes | Yes | Yes
[19 empty] | Yes | Lead | Tier 5 | Yes | Yes | Yes
[19 empty] | Yes | Lead | Tier 5 | Yes | Yes | Yes
[19 empty] | Yes | Lead | Tier 5 | Yes | Yes | Yes
[19 empty] | Yes | Lead | Tier 5 | Yes | Yes | Yes
[19 empty] | Yes | Lead | Tier 5 | Yes | Yes | Yes
[19 empty] | Yes | Lead | Tier 5 | Yes | Yes | Yes
[19 empty] | Yes | Lead | Tier 5 | Yes | Yes | Yes
[19 empty] | Yes | Lead | Tier 5 | Yes | Yes | Yes
[19 empty] | Yes | Lead | Tier 5 | Yes | Yes | Yes
[19 empty] | Yes | Lead | Tier 5 | Yes | Yes | Yes
[19 empty] | Yes | Lead | Tier 5 | Yes | Yes | Yes
[19 empty] | Yes | Lead | Tier 5 | Yes | Yes | Yes
[19 empty] | Yes | Lead | Tier 5 | Yes | Yes | Yes
[19 empty] | Yes | Lead | Tier 5 | Yes | Yes | Yes
[19 empty] | Yes | Lead | Tier 5 | Yes | Yes | Yes
[19 empty] | Yes | Lead | Tier 5 | Yes | Yes | Yes
[19 empty] | Yes | Lead | Tier 5 | Yes | Yes | Yes
[19 empty] | Yes | Lead | Tier 5 | Yes | Yes | Yes
[19 empty] | Yes | Lead | Tier 5 | Yes | Yes | Yes
[19 empty] | Yes | Lead | Tier 5 | Yes | Yes | Yes
[19 empty] | Yes | Lead | Tier 5 | Yes | Yes | Yes
[19 empty] | Yes | Lead | Tier 5 | Yes | Yes | Yes
[19 empty] | Yes | Lead | Tier 5 | Yes | Yes | Yes
[19 empty] | Yes | Lead | Tier 5 | Yes | Yes | Yes
[19 empty] | Yes | Lead | Tier 5 | Yes | Yes | Yes
[19 empty] | Yes | Lead | Tier 5 | Yes | Yes | Yes
[19 empty] | Yes | Lead | Tier 5 | Yes | Yes | Yes
[19 empty] | Yes | Lead | Tier 5 | Yes | Yes | Yes
[19 empty] | Yes | Lead | Tier 5 | Yes | Yes | Yes
[19 empty] | Yes | Lead | Tier 5 | Yes | Yes | Yes
[19 empty] | Yes | Lead | Tier 5 | Yes | Yes | Yes
[19 empty] | Yes | Lead | Tier 5 | Yes | Yes | Yes
[19 empty] | Yes | Lead | Tier 5 | Yes | Yes | Yes
[19 empty] | Yes | Lead | Tier 5 | Yes | Yes | Yes
[19 empty] | Yes | Lead | Tier 5 | Yes | Yes | Yes
[19 empty] | Yes | Lead | Tier 5 | Yes | Yes | Yes
[19 empty] | Yes | Lead | Tier 5 | Yes | Yes | Yes
[19 empty] | Yes | Lead | Tier 5 | Yes | Yes | Yes
[19 empty] | Yes | Lead | Tier 5 | Yes | Yes | Yes
[19 empty] | Yes | Lead | Tier 5 | Yes | Yes | Yes
[19 empty] | Yes | Lead | Tier 5 | Yes | Yes | Yes
[19 empty] | Yes | Lead | Tier 5 | Yes | Yes | Yes
[19 empty] | Yes | Lead | Tier 5 | Yes | Yes | Yes
[19 empty] | Yes | Lead | Tier 5 | Yes | Yes | Yes
[19 empty] | Yes | Lead | Tier 5 | Yes | Yes | Yes
[19 empty] | Yes | Lead | Tier 5 | Yes | Yes | Yes
[19 empty] | Yes | Lead | Tier 5 | Yes | Yes | Yes
[19 empty] | Yes | Lead | Tier 5 | Yes | Yes | Yes
[19 empty] | Yes | Lead | Tier 5 | Yes | Yes | Yes
[19 empty] | Yes | Lead | Tier 5 | Yes | Yes | Yes
[19 empty] | Yes | Lead | Tier 5 | Yes | Yes | Yes
[19 empty] | Yes | Lead | Tier 5 | Yes | Yes | Yes
[19 empty] | Yes | Lead | Tier 5 | Yes | Yes | Yes
[19 empty] | Yes | Lead | Tier 5 | Yes | Yes | Yes
[19 empty] | Yes | Lead | Tier 5 | Yes | Yes | Yes
[19 empty] | Yes | Lead | Tier 5 | Yes | Yes | Yes
[19 empty] | Yes | Lead | Tier 5 | Yes | Yes | Yes
[19 empty] | Yes | Lead | Tier 5 | Yes | Yes | Yes
[19 empty] | Yes | Lead | Tier 5 | Yes | Yes | Yes
[19 empty] | Yes | Lead | Tier 5 | Yes | Yes | Yes
[19 empty] | Yes | Lead | Tier 5 | Yes | Yes | Yes
[19 empty] | Yes | Lead | Tier 5 | Yes | Yes | Yes
[19 empty] | Yes | Lead | Tier 5 | Yes | Yes | Yes
[19 empty] | Yes | Lead | Tier 5 | Yes | Yes | Yes
[19 empty] | Yes | Lead | Tier 5 | Yes | Yes | Yes
[19 empty] | Yes | Lead | Tier 5 | Yes | Yes | Yes
[19 empty] | Yes | Lead | Tier 5 | Yes | Yes | Yes
[19 empty] | Yes | Lead | Tier 5 | Yes | Yes | Yes
[19 empty] | Yes | Lead | Tier 5 | Yes | Yes | Yes
[19 empty] | Yes | Lead | Tier 5 | Yes | Yes | Yes
[19 empty] | Yes | Lead | Tier 5 | Yes | Yes | Yes
[19 empty] | Yes | Lead | Tier 5 | Yes | Yes | Yes
[19 empty] | Yes | Lead | Tier 5 | Yes | Yes | Yes
[19 empty] | Yes | Lead | Tier 5 | Yes | Yes | Yes
[19 empty] | Yes | Lead | Tier 5 | Yes | Yes | Yes
[19 empty] | Yes | Lead | Tier 5 | Yes | Yes | Yes
[19 empty] | Yes | Lead | Tier 5 | Yes | Yes | Yes
[19 empty] | Yes | Lead | Tier 5 | Yes | Yes | Yes
[19 empty] | Yes | Lead | Tier 5 | Yes | Yes | Yes
[19 empty] | Yes | Lead | Tier 5 | Yes | Yes | Yes
[19 empty] | Yes | Lead | Tier 5 | Yes | Yes | Yes
[19 empty] | Yes | Lead | Tier 5 | Yes | Yes | Yes
[19 empty] | Yes | Lead | Tier 5 | Yes | Yes | Yes
[19 empty] | Yes | Lead | Tier 5 | Yes | Yes | Yes
[19 empty] | Yes | Lead | Tier 5 | Yes | Yes | Yes
[19 empty] | Yes | Lead | Tier 5 | Yes | Yes | Yes
[19 empty] | Yes | Lead | Tier 5 | Yes | Yes | Yes
[19 empty] | Yes | Lead | Tier 5 | Yes | Yes | Yes
[19 empty] | Yes | Lead | Tier 5 | Yes | Yes | Yes
[19 empty] | Yes | Lead | Tier 5 | Yes | Yes | Yes
[19 empty] | Yes | Lead | Tier 5 | Yes | Yes | Yes
[19 empty] | Yes | Lead | Tier 5 | Yes | Yes | Yes
[19 empty] | Yes | Lead | Tier 5 | Yes | Yes | Yes
[19 empty] | Yes | Lead | Tier 5 | Yes | Yes | Yes
[19 empty] | Yes | Lead | Tier 5 | Yes | Yes | Yes
[19 empty] | Yes | Lead | Tier 5 | Yes | Yes | Yes
[19 empty] | Yes | Lead | Tier 5 | Yes | Yes | Yes
[19 empty] | Yes | Lead | Tier 5 | Yes | Yes | Yes
[19 empty] | Yes | Lead | Tier 5 | Yes | Yes | Yes
[19 empty] | Yes | Lead | Tier 5 | Yes | Yes | Yes
[19 empty] | Yes | Lead | Tier 5 | Yes | Yes | Yes
[19 empty] | Yes | Lead | Tier 5 | Yes | Yes | Yes
[19 empty] | Yes | Lead | Tier 5 | Yes | Yes | Yes
[19 empty] | Yes | Lead | Tier 5 | Yes | Yes | Yes
[19 empty] | Yes | Lead | Tier 5 | Yes | Yes | Yes
[19 empty] | Yes | Lead | Tier 5 | Yes | Yes | Yes
[19 empty] | Yes | Lead | Tier 5 | Yes | Yes | Yes
[19 empty] | Yes | Lead | Tier 5 | Yes | Yes | Yes
[19 empty] | Yes | Lead | Tier 5 | Yes | Yes | Yes
[19 empty] | Yes | Lead | Tier 5 | Yes | Yes | Yes
[19 empty] | Yes | Lead | Tier 5 | Yes | Yes | Yes
[19 empty] | Yes | Lead | Tier 5 | Yes | Yes | Yes
[19 empty] | Yes | Lead | Tier 5 | Yes | Yes | Yes
[19 empty] | Yes | Lead | Tier 5 | Yes | Yes | Yes
[19 empty] | Yes | Lead | Tier 5 | Yes | Yes | Yes
[19 empty] | Yes | Lead | Tier 5 | Yes | Yes | Yes
[19 empty] | Yes | Lead | Tier 5 | Yes | Yes | Yes
[19 empty] | Yes | Lead | Tier 5 | Yes | Yes | Yes
[19 empty] | Yes | Lead | Tier 5 | Yes | Yes | Yes
[19 empty] | Yes | Lead | Tier 5 | Yes | Yes | Yes
[19 empty] | Yes | Lead | Tier 5 | Yes | Yes | Yes
[19 empty] | Yes | Lead | Tier 5 | Yes | Yes | Yes
[19 empty] | Yes | Lead | Tier 5 | Yes | Yes | Yes
[19 empty] | Yes | Lead | Tier 5 | Yes | Yes | Yes
[19 empty] | Yes | Lead | Tier 5 | Yes | Yes | Yes
[19 empty] | Yes | Lead | Tier 5 | Yes | Yes | Yes
[19 empty] | Yes | Lead | Tier 5 | Yes | Yes | Yes
[19 empty] | Yes | Lead | Tier 5 | Yes | Yes | Yes
[19 empty] | Yes | Lead | Tier 5 | Yes | Yes | Yes
[19 empty] | Yes | Lead | Tier 5 | Yes | Yes | Yes
[19 empty] | Yes | Lead | Tier 5 | Yes | Yes | Yes
[19 empty] | Yes | Lead | Tier 5 | Yes | Yes | Yes
[19 empty] | Yes | Lead | Tier 5 | Yes | Yes | Yes
[19 empty] | Yes | Lead | Tier 5 | Yes | Yes | Yes
[19 empty] | Yes | Lead | Tier 5 | Yes | Yes | Yes
[19 empty] | Yes | Lead | Tier 5 | Yes | Yes | Yes
[19 empty] | Yes | Lead | Tier 5 | Yes | Yes | Yes
[19 empty] | Yes | Lead | Tier 5 | Yes | Yes | Yes
[19 empty] | Yes | Lead | Tier 5 | Yes | Yes | Yes
[19 empty] | Yes | Lead | Tier 5 | Yes | Yes | Yes
[19 empty] | Yes | Lead | Tier 5 | Yes | Yes | Yes
[19 empty] | Yes | Lead | Tier 5 | Yes | Yes | Yes
[19 empty] | Yes | Lead | Tier 5 | Yes | Yes | Yes
[19 empty] | Yes | Lead | Tier 5 | Yes | Yes | Yes
[19 empty] | Yes | Lead | Tier 5 | Yes | Yes | Yes
[19 empty] | Yes | Lead | Tier 5 | Yes | Yes | Yes
[19 empty] | Yes | Lead | Tier 5 | Yes | Yes | Yes
[19 empty] | Yes | Lead | Tier 5 | Yes | Yes | Yes
[19 empty] | Yes | Lead | Tier 5 | Yes | Yes | Yes
[19 empty] | Yes | Lead | Tier 5 | Yes | Yes | Yes
[19 empty] | Yes | Lead | Tier 5 | Yes | Yes | Yes
[19 empty] | Yes | Lead | Tier 5 | Yes | Yes | Yes
[19 empty] | Yes | Lead | Tier 5 | Yes | Yes | Yes
[19 empty] | Yes | Lead | Tier 5 | Yes | Yes | Yes
[19 empty] | Yes | Lead | Tier 5 | Yes | Yes | Yes
[19 empty] | Yes | Lead | Tier 5 | Yes | Yes | Yes
[19 empty] | Yes | Lead | Tier 5 | Yes | Yes | Yes
[19 empty] | Yes | Lead | Tier 5 | Yes | Yes | Yes
[19 empty] | Yes | Lead | Tier 5 | Yes | Yes | Yes
[19 empty] | Yes | Lead | Tier 5 | Yes | Yes | Yes
[19 empty] | Yes | Lead | Tier 5 | Yes | Yes | Yes
[19 empty] | Yes | Lead | Tier 5 | Yes | Yes | Yes
[19 empty] | Yes | Lead | Tier 5 | Yes | Yes | Yes
[19 empty] | Yes | Lead | Tier 5 | Yes | Yes | Yes
[19 empty] | Yes | Lead | Tier 5 | Yes | Yes | Yes
[19 empty] | Yes | Lead | Tier 5 | Yes | Yes | Yes
[19 empty] | Yes | Lead | Tier 5 | Yes | Yes | Yes
[19 empty] | Yes | Lead | Tier 5 | Yes | Yes | Yes
[19 empty] | Yes | Lead | Tier 5 | Yes | Yes | Yes
[19 empty] | Yes | Lead | Tier 5 | Yes | Yes | Yes
[19 empty] | Yes | Lead | Tier 5 | Yes | Yes | Yes
[19 empty] | Yes | Lead | Tier 5 | Yes | Yes | Yes
[19 empty] | Yes | Lead | Tier 5 | Yes | Yes | Yes
[19 empty] | Yes | Lead | Tier 5 | Yes | Yes | Yes
[19 empty] | Yes | Lead | Tier 5 | Yes | Yes | Yes
[19 empty] | Yes | Lead | Tier 5 | Yes | Yes | Yes
[19 empty] | Yes | Lead | Tier 5 | Yes | Yes | Yes
[19 empty] | Yes | Lead | Tier 5 | Yes | Yes | Yes
[19 empty] | Yes | Lead | Tier 5 | Yes | Yes | Yes
[19 empty] | Yes | Lead | Tier 5 | Yes | Yes | Yes
[19 empty] | Yes | Lead | Tier 5 | Yes | Yes | Yes
[19 empty] | Yes | Lead | Tier 5 | Yes | Yes | Yes
[19 empty] | Yes | Lead | Tier 5 | Yes | Yes | Yes
[19 empty] | Yes | Lead | Tier 5 | Yes | Yes | Yes
[19 empty] | Yes | Lead | Tier 5 | Yes | Yes | Yes
[19 empty] | Yes | Lead | Tier 5 | Yes | Yes | Yes
[19 empty] | Yes | Lead | Tier 5 | Yes | Yes | Yes
[19 empty] | Yes | Lead | Tier 5 | Yes | Yes | Yes
[19 empty] | Yes | Lead | Tier 5 | Yes | Yes | Yes
[19 empty] | Yes | Lead | Tier 5 | Yes | Yes | Yes
[19 empty] | Yes | Lead | Tier 5 | Yes | Yes | Yes
[19 empty] | Yes | Lead | Tier 5 | Yes | Yes | Yes
[19 empty] | Yes | Lead | Tier 5 | Yes | Yes | Yes
[19 empty] | Yes | Lead | Tier 5 | Yes | Yes | Yes
[19 empty] | Yes | Lead | Tier 5 | Yes | Yes | Yes
[19 empty] | Yes | Lead | Tier 5 | Yes | Yes | Yes
[19 empty] | Yes | Lead | Tier 5 | Yes | Yes | Yes
[19 empty] | Yes | Lead | Tier 5 | Yes | Yes | Yes
[19 empty] | Yes | Lead | Tier 5 | Yes | Yes | Yes
[19 empty] | Yes | Lead | Tier 5 | Yes | Yes | Yes
[19 empty] | Yes | Lead | Tier 5 | Yes | Yes | Yes
[19 empty] | Yes | Lead | Tier 5 | Yes | Yes | Yes
[19 empty] | Yes | Lead | Tier 5 | Yes | Yes | Yes
[19 empty] | Yes | Lead | Tier 5 | Yes | Yes | Yes
[19 empty] | Yes | Lead | Tier 5 | Yes | Yes | Yes
[19 empty] | Yes | Lead | Tier 5 | Yes | Yes | Yes
[19 empty] | Yes | Lead | Tier 5 | Yes | Yes | Yes
[19 empty] | Yes | Lead | Tier 5 | Yes | Yes | Yes
[19 empty] | Yes | Lead | Tier 5 | Yes | Yes | Yes
[19 empty] | Yes | Lead | Tier 5 | Yes | Yes | Yes
[19 empty] | Yes | Lead | Tier 5 | Yes | Yes | Yes
[19 empty] | Yes | Lead | Tier 5 | Yes | Yes | Yes
[19 empty] | Yes | Lead | Tier 5 | Yes | Yes | Yes
[19 empty] | Yes | Lead | Tier 5 | Yes | Yes | Yes
[19 empty] | Yes | Lead | Tier 5 | Yes | Yes | Yes
[19 empty] | Yes | Lead | Tier 5 | Yes | Yes | Yes
[19 empty] | Yes | Lead | Tier 5 | Yes | Yes | Yes
[19 empty] | Yes | Lead | Tier 5 | Yes | Yes | Yes
[19 empty] | Yes | Lead | Tier 5 | Yes | Yes | Yes
[19 empty] | Yes | Lead | Tier 5 | Yes | Yes | Yes
[19 empty] | Yes | Lead | Tier 5 | Yes | Yes | Yes
[19 empty] | Yes | Lead | Tier 5 | Yes | Yes | Yes
[19 empty] | Yes | Lead | Tier 5 | Yes | Yes | Yes
[19 empty] | Yes | Lead | Tier 5 | Yes | Yes | Yes
[19 empty] | Yes | Lead | Tier 5 | Yes | Yes | Yes
[19 empty] | Yes | Lead | Tier 5 | Yes | Yes | Yes
[19 empty] | Yes | Lead | Tier 5 | Yes | Yes | Yes
[19 empty] | Yes | Lead | Tier 5 | Yes | Yes | Yes
[19 empty] | Yes | Lead | Tier 5 | Yes | Yes | Yes
[19 empty] | Yes | Lead | Tier 5 | Yes | Yes | Yes
[19 empty] | Yes | Lead | Tier 5 | Yes | Yes | Yes
[19 empty] | Yes | Lead | Tier 5 | Yes | Yes | Yes
[19 empty] | Yes | Lead | Tier 5 | Yes | Yes | Yes
[19 empty] | Yes | Lead | Tier 5 | Yes | Yes | Yes
[19 empty] | Yes | Lead | Tier 5 | Yes | Yes | Yes
[19 empty] | Yes | Lead | Tier 5 | Yes | Yes | Yes
[19 empty] | Yes | Lead | Tier 5 | Yes | Yes | Yes
[19 empty] | Yes | Lead | Tier 5 | Yes | Yes | Yes
[19 empty] | Yes | Lead | Tier 5 | Yes | Yes | Yes
[19 empty] | Yes | Lead | Tier 5 | Yes | Yes | Yes
[19 empty] | Yes | Lead | Tier 5 | Yes | Yes | Yes
[19 empty] | Yes | Lead | Tier 5 | Yes | Yes | Yes
[19 empty] | Yes | Lead | Tier 5 | Yes | Yes | Yes
[19 empty] | Yes | Lead | Tier 5 | Yes | Yes | Yes
[19 empty] | Yes | Lead | Tier 5 | Yes | Yes | Yes
[19 empty] | Yes | Lead | Tier 5 | Yes | Yes | Yes
[19 empty] | Yes | Lead | Tier 5 | Yes | Yes | Yes
[19 empty] | Yes | Lead | Tier 5 | Yes | Yes | Yes
[19 empty] | Yes | Lead | Tier 5 | Yes | Yes | Yes
[19 empty] | Yes | Lead | Tier 5 | Yes | Yes | Yes
[19 empty] | Yes | Lead | Tier 5 | Yes | Yes | Yes
[19 empty] | Yes | Lead | Tier 5 | Yes | Yes | Yes
[19 empty] | Yes | Lead | Tier 5 | Yes | Yes | Yes
[19 empty] | Yes | Lead | Tier 5 | Yes | Yes | Yes
[19 empty] | Yes | Lead | Tier 5 | Yes | Yes | Yes
[19 empty] | Yes | Lead | Tier 5 | Yes | Yes | Yes
[19 empty] | Yes | Lead | Tier 5 | Yes | Yes | Yes
[19 empty] | Yes | Lead | Tier 5 | Yes | Yes | Yes
[19 empty] | Yes | Lead | Tier 5 | Yes | Yes | Yes
[19 empty] | Yes | Lead | Tier 5 | Yes | Yes | Yes
[19 empty] | Yes | Lead | Tier 5 | Yes | Yes | Yes
[19 empty] | Yes | Lead | Tier 5 | Yes | Yes | Yes
[19 empty] | Yes | Lead | Tier 5 | Yes | Yes | Yes
[19 empty] | Yes | Lead | Tier 5 | Yes | Yes | Yes
[19 empty] | Yes | Lead | Tier 5 | Yes | Yes | Yes
[19 empty] | Yes | Lead | Tier 5 | Yes | Yes | Yes
[19 empty] | Yes | Lead | Tier 5 | Yes | Yes | Yes
[19 empty] | Yes | Lead | Tier 5 | Yes | Yes | Yes
[19 empty] | Yes | Lead | Tier 5 | Yes | Yes | Yes
[19 empty] | Yes | Lead | Tier 5 | Yes | Yes | Yes
[19 empty] | Yes | Lead | Tier 5 | Yes | Yes | Yes
[19 empty] | Yes | Lead | Tier 5 | Yes | Yes | Yes
[19 empty] | Yes | Lead | Tier 5 | Yes | Yes | Yes
[19 empty] | Yes | Lead | Tier 5 | Yes | Yes | Yes
[19 empty] | Yes | Lead | Tier 5 | Yes | Yes | Yes
[19 empty] | Yes | Lead | Tier 5 | Yes | Yes | Yes
[19 empty] | Yes | Lead | Tier 5 | Yes | Yes | Yes
[19 empty] | Yes | Lead | Tier 5 | Yes | Yes | Yes
[19 empty] | Yes | Lead | Tier 5 | Yes | Yes | Yes
[19 empty] | Yes | Lead | Tier 5 | Yes | Yes | Yes
[19 empty] | Yes | Lead | Tier 5 | Yes | Yes | Yes
[19 empty] | Yes | Lead | Tier 5 | Yes | Yes | Yes
[19 empty] | Yes | Lead | Tier 5 | Yes | Yes | Yes
[19 empty] | Yes | Lead | Tier 5 | Yes | Yes | Yes
[19 empty] | Yes | Lead | Tier 5 | Yes | Yes | Yes
[19 empty] | Yes | Lead | Tier 5 | Yes | Yes | Yes
[19 empty] | Yes | Lead | Tier 5 | Yes | Yes | Yes
[19 empty] | Yes | Lead | Tier 5 | Yes | Yes | Yes
[19 empty] | Yes | Lead | Tier 5 | Yes | Yes | Yes
[19 empty] | Yes | Lead | Tier 5 | Yes | Yes | Yes
[19 empty] | Yes | Lead | Tier 5 | Yes | Yes | Yes
[19 empty] | Yes | Lead | Tier 5 | Yes | Yes | Yes
[19 empty] | Yes | Lead | Tier 5 | Yes | Yes | Yes
[19 empty] | Yes | Lead | Tier 5 | Yes | Yes | Yes
[19 empty] | Yes | Lead | Tier 5 | Yes | Yes | Yes
[19 empty] | Yes | Lead | Tier 5 | Yes | Yes | Yes
[19 empty] | Yes | Lead | Tier 5 | Yes | Yes | Yes
[19 empty] | Yes | Lead | Tier 5 | Yes | Yes | Yes
[19 empty] | Yes | Lead | Tier 5 | Yes | Yes | Yes
[19 empty] | Yes | Lead | Tier 5 | Yes | Yes | Yes
[19 empty] | Yes | Lead | Tier 5 | Yes | Yes | Yes
[19 empty] | Yes | Lead | Tier 5 | Yes | Yes | Yes
[19 empty] | Yes | Lead | Tier 5 | Yes | Yes | Yes
[19 empty] | Yes | Lead | Tier 5 | Yes | Yes | Yes
[19 empty] | Yes | Lead | Tier 5 | Yes | Yes | Yes
[19 empty] | Yes | Lead | Tier 5 | Yes | Yes | Yes
[19 empty] | Yes | Lead | Tier 5 | Yes | Yes | Yes
[19 empty] | Yes | Lead | Tier 5 | Yes | Yes | Yes
[19 empty] | Yes | Lead | Tier 5 | Yes | Yes | Yes
[19 empty] | Yes | Lead | Tier 5 | Yes | Yes | Yes
[19 empty] | Yes | Lead | Tier 5 | Yes | Yes | Yes
[19 empty] | Yes | Lead | Tier 5 | Yes | Yes | Yes
[19 empty] | Yes | Lead | Tier 5 | Yes | Yes | Yes
[19 empty] | Yes | Lead | Tier 5 | Yes | Yes | Yes
[19 empty] | Yes | Lead | Tier 5 | Yes | Yes | Yes
[19 empty] | Yes | Lead | Tier 5 | Yes | Yes | Yes
[19 empty] | Yes | Lead | Tier 5 | Yes | Yes | Yes
[19 empty] | Yes | Lead | Tier 5 | Yes | Yes | Yes
[19 empty] | Yes | Lead | Tier 5 | Yes | Yes | Yes
[19 empty] | Yes | Lead | Tier 5 | Yes | Yes | Yes
[19 empty] | Yes | Lead | Tier 5 | Yes | Yes | Yes
[19 empty] | Yes | Lead | Tier 5 | Yes | Yes | Yes
[19 empty] | Yes | Lead | Tier 5 | Yes | Yes | Yes
[19 empty] | Yes | Lead | Tier 5 | Yes | Yes | Yes
[19 empty] | Yes | Lead | Tier 5 | Yes | Yes | Yes
[19 empty] | Yes | Lead | Tier 5 | Yes | Yes | Yes
[19 empty] | Yes | Lead | Tier 5 | Yes | Yes | Yes
[19 empty] | Yes | Lead | Tier 5 | Yes | Yes | Yes
[19 empty] | Yes | Lead | Tier 5 | Yes | Yes | Yes
[19 empty] | Yes | Lead | Tier 5 | Yes | Yes | Yes
[19 empty] | Yes | Lead | Tier 5 | Yes | Yes | Yes
[19 empty] | Yes | Lead | Tier 5 | Yes | Yes | Yes
[19 empty] | Yes | Lead | Tier 5 | Yes | Yes | Yes
[19 empty] | Yes | Lead | Tier 5 | Yes | Yes | Yes
[19 empty] | Yes | Lead | Tier 5 | Yes | Yes | Yes
[19 empty] | Yes | Lead | Tier 5 | Yes | Yes | Yes
[19 empty] | Yes | Lead | Tier 5 | Yes | Yes | Yes
[19 empty] | Yes | Lead | Tier 5 | Yes | Yes | Yes
[19 empty] | Yes | Lead | Tier 5 | Yes | Yes | Yes
[19 empty] | Yes | Lead | Tier 5 | Yes | Yes | Yes
[19 empty] | Yes | Lead | Tier 5 | Yes | Yes | Yes
[19 empty] | Yes | Lead | Tier 5 | Yes | Yes | Yes
[19 empty] | Yes | Lead | Tier 5 | Yes | Yes | Yes
[19 empty] | Yes | Lead | Tier 5 | Yes | Yes | Yes
[19 empty] | Yes | Lead | Tier 5 | Yes | Yes | Yes
[19 empty] | Yes | Lead | Tier 5 | Yes | Yes | Yes
[19 empty] | Yes | Lead | Tier 5 | Yes | Yes | Yes
[19 empty] | Yes | Lead | Tier 5 | Yes | Yes | Yes
[19 empty] | Yes | Lead | Tier 5 | Yes | Yes | Yes
[19 empty] | Yes | Lead | Tier 5 | Yes | Yes | Yes
[19 empty] | Yes | Lead | Tier 5 | Yes | Yes | Yes
[19 empty] | Yes | Lead | Tier 5 | Yes | Yes | Yes
[19 empty] | Yes | Lead | Tier 5 | Yes | Yes | Yes
[19 empty] | Yes | Lead | Tier 5 | Yes | Yes | Yes
[19 empty] | Yes | Lead | Tier 5 | Yes | Yes | Yes
[19 empty] | Yes | Lead | Tier 5 | Yes | Yes | Yes
[19 empty] | Yes | Lead | Tier 5 | Yes | Yes | Yes
[19 empty] | Yes | Lead | Tier 5 | Yes | Yes | Yes
[19 empty] | Yes | Lead | Tier 5 | Yes | Yes | Yes
[19 empty] | Yes | Lead | Tier 5 | Yes | Yes | Yes
[19 empty] | Yes | Lead | Tier 5 | Yes | Yes | Yes
[19 empty] | Yes | Lead | Tier 5 | Yes | Yes | Yes
[19 empty] | Yes | Lead | Tier 5 | Yes | Yes | Yes
[19 empty] | Yes | Lead | Tier 5 | Yes | Yes | Yes
[19 empty] | Yes | Lead | Tier 5 | Yes | Yes | Yes
[19 empty] | Yes | Lead | Tier 5 | Yes | Yes | Yes
[19 empty] | Yes | Lead | Tier 5 | Yes | Yes | Yes
[19 empty] | Yes | Lead | Tier 5 | Yes | Yes | Yes
[19 empty] | Yes | Lead | Tier 5 | Yes | Yes | Yes
[19 empty] | Yes | Lead | Tier 5 | Yes | Yes | Yes
[19 empty] | Yes | Lead | Tier 5 | Yes | Yes | Yes
[19 empty] | Yes | Lead | Tier 5 | Yes | Yes | Yes
[19 empty] | Yes | Lead | Tier 5 | Yes | Yes | Yes
[19 empty] | Yes | Lead | Tier 5 | Yes | Yes | Yes
[19 empty] | Yes | Lead | Tier 5 | Yes | Yes | Yes
[19 empty] | Yes | Lead | Tier 5 | Yes | Yes | Yes
[19 empty] | Yes | Lead | Tier 5 | Yes | Yes | Yes
[19 empty] | Yes | Lead | Tier 5 | Yes | Yes | Yes
[19 empty] | Yes | Lead | Tier 5 | Yes | Yes | Yes
[19 empty] | Yes | Lead | Tier 5 | Yes | Yes | Yes
[19 empty] | Yes | Lead | Tier 5 | Yes | Yes | Yes
[19 empty] | Yes | Lead | Tier 5 | Yes | Yes | Yes
[19 empty] | Yes | Lead | Tier 5 | Yes | Yes | Yes
[19 empty] | Yes | Lead | Tier 5 | Yes | Yes | Yes
[19 empty] | Yes | Lead | Tier 5 | Yes | Yes | Yes
[19 empty] | Yes | Lead | Tier 5 | Yes | Yes | Yes
[19 empty] | Yes | Lead | Tier 5 | Yes | Yes | Yes
[19 empty] | Yes | Lead | Tier 5 | Yes | Yes | Yes
[19 empty] | Yes | Lead | Tier 5 | Yes | Yes | Yes
[19 empty] | Yes | Lead | Tier 5 | Yes | Yes | Yes
[19 empty] | Yes | Lead | Tier 5 | Yes | Yes | Yes
[19 empty] | Yes | Lead | Tier 5 | Yes | Yes | Yes
[19 empty] | Yes | Lead | Tier 5 | Yes | Yes | Yes
[19 empty] | Yes | Lead | Tier 5 | Yes | Yes | Yes
[19 empty] | Yes | Lead | Tier 5 | Yes | Yes | Yes
[19 empty] | Yes | Lead | Tier 5 | Yes | Yes | Yes
[19 empty] | Yes | Lead | Tier 5 | Yes | Yes | Yes
[19 empty] | Yes | Lead | Tier 5 | Yes | Yes | Yes
[19 empty] | Yes | Lead | Tier 5 | Yes | Yes | Yes
[19 empty] | Yes | Lead | Tier 5 | Yes | Yes | Yes
[19 empty] | Yes | Lead | Tier 5 | Yes | Yes | Yes
[19 empty] | Yes | Lead | Tier 5 | Yes | Yes | Yes
[19 empty] | Yes | Lead | Tier 5 | Yes | Yes | Yes
[19 empty] | Yes | Lead | Tier 5 | Yes | Yes | Yes
[19 empty] | Yes | Lead | Tier 5 | Yes | Yes | Yes
[19 empty] | Yes | Lead | Tier 5 | Yes | Yes | Yes
[19 empty] | Yes | Lead | Tier 5 | Yes | Yes | Yes
[19 empty] | Yes | Lead | Tier 5 | Yes | Yes | Yes
[19 empty] | Yes | Lead | Tier 5 | Yes | Yes | Yes
[19 empty] | Yes | Lead | Tier 5 | Yes | Yes | Yes
[19 empty] | Yes | Lead | Tier 5 | Yes | Yes | Yes
[19 empty] | Yes | Lead | Tier 5 | Yes | Yes | Yes
[19 empty] | Yes | Lead | Tier 5 | Yes | Yes | Yes
[19 empty] | Yes | Lead | Tier 5 | Yes | Yes | Yes
[19 empty] | Yes | Lead | Tier 5 | Yes | Yes | Yes
[19 empty] | Yes | Lead | Tier 5 | Yes | Yes | Yes
[19 empty] | Yes | Lead | Tier 5 | Yes | Yes | Yes
[19 empty] | Yes | Lead | Tier 5 | Yes | Yes | Yes
[19 empty] | Yes | Lead | Tier 5 | Yes | Yes | Yes
[19 empty] | Yes | Lead | Tier 5 | Yes | Yes | Yes
[19 empty] | Yes | Lead | Tier 5 | Yes | Yes | Yes
[19 empty] | Yes | Lead | Tier 5 | Yes | Yes | Yes
[19 empty] | Yes | Lead | Tier 5 | Yes | Yes | Yes
[19 empty] | Yes | Lead | Tier 5 | Yes | Yes | Yes
[19 empty] | Yes | Lead | Tier 5 | Yes | Yes | Yes
[19 empty] | Yes | Lead | Tier 5 | Yes | Yes | Yes
[19 empty] | Yes | Lead | Tier 5 | Yes | Yes | Yes
[19 empty] | Yes | Lead | Tier 5 | Yes | Yes | Yes
[19 empty] | Yes | Lead | Tier 5 | Yes | Yes | Yes
[19 empty] | Yes | Lead | Tier 5 | Yes | Yes | Yes
[19 empty] | Yes | Lead | Tier 5 | Yes | Yes | Yes
[19 empty] | Yes | Lead | Tier 5 | Yes | Yes | Yes
[19 empty] | Yes | Lead | Tier 5 | Yes | Yes | Yes
[19 empty] | Yes | Lead | Tier 5 | Yes | Yes | Yes
[19 empty] | Yes | Lead | Tier 5 | Yes | Yes | Yes
[19 empty] | Yes | Lead | Tier 5 | Yes | Yes | Yes
[19 empty] | Yes | Lead | Tier 5 | Yes | Yes | Yes
[19 empty] | Yes | Lead | Tier 5 | Yes | Yes | Yes
[19 empty] | Yes | Lead | Tier 5 | Yes | Yes | Yes
[19 empty] | Yes | Lead | Tier 5 | Yes | Yes | Yes
[19 empty] | Yes | Lead | Tier 5 | Yes | Yes | Yes
[19 empty] | Yes | Lead | Tier 5 | Yes | Yes | Yes
[19 empty] | Yes | Lead | Tier 5 | Yes | Yes | Yes
[19 empty] | Yes | Lead | Tier 5 | Yes | Yes | Yes
[19 empty] | Yes | Lead | Tier 5 | Yes | Yes | Yes
[19 empty] | Yes | Lead | Tier 5 | Yes | Yes | Yes
[19 empty] | Yes | Lead | Tier 5 | Yes | Yes | Yes
[19 empty] | Yes | Lead | Tier 5 | Yes | Yes | Yes
[19 empty] | Yes | Lead | Tier 5 | Yes | Yes | Yes
[19 empty] | Yes | Lead | Tier 5 | Yes | Yes | Yes
[19 empty] | Yes | Lead | Tier 5 | Yes | Yes | Yes
[19 empty] | Yes | Lead | Tier 5 | Yes | Yes | Yes
[19 empty] | Yes | Lead | Tier 5 | Yes | Yes | Yes
[19 empty] | Yes | Lead | Tier 5 | Yes | Yes | Yes
[19 empty] | Yes | Lead | Tier 5 | Yes | Yes | Yes
[19 empty] | Yes | Lead | Tier 5 | Yes | Yes | Yes
[19 empty] | Yes | Lead | Tier 5 | Yes | Yes | Yes
[19 empty] | Yes | Lead | Tier 5 | Yes | Yes | Yes
[19 empty] | Yes | Lead | Tier 5 | Yes | Yes | Yes
[19 empty] | Yes | Lead | Tier 5 | Yes | Yes | Yes
[19 empty] | Yes | Lead | Tier 5 | Yes | Yes | Yes
[19 empty] | Yes | Lead | Tier 5 | Yes | Yes | Yes
[19 empty] | Yes | Lead | Tier 5 | Yes | Yes | Yes
[19 empty] | Yes | Lead | Tier 5 | Yes | Yes | Yes
[19 empty] | Yes | Lead | Tier 5 | Yes | Yes | Yes
[19 empty] | Yes | Lead | Tier 5 | Yes | Yes | Yes
[19 empty] | Yes | Lead | Tier 5 | Yes | Yes | Yes
[19 empty] | Yes | Lead | Tier 5 | Yes | Yes | Yes
[19 empty] | Yes | Lead | Tier 5 | Yes | Yes | Yes
[19 empty] | Yes | Lead | Tier 5 | Yes | Yes | Yes
[19 empty] | Yes | Lead | Tier 5 | Yes | Yes | Yes
[19 empty] | Yes | Lead | Tier 5 | Yes | Yes | Yes
[19 empty] | Yes | Lead | Tier 5 | Yes | Yes | Yes
[19 empty] | Yes | Lead | Tier 5 | Yes | Yes | Yes
[19 empty] | Yes | Lead | Tier 5 | Yes | Yes | Yes
[19 empty] | Yes | Lead | Tier 5 | Yes | Yes | Yes
[19 empty] | Yes | Lead | Tier 5 | Yes | Yes | Yes
[19 empty] | Yes | Lead | Tier 5 | Yes | Yes | Yes
[19 empty] | Yes | Lead | Tier 5 | Yes | Yes | Yes
[19 empty] | Yes | Lead | Tier 5 | Yes | Yes | Yes
[19 empty] | Yes | Lead | Tier 5 | Yes | Yes | Yes
[19 empty] | Yes | Lead | Tier 5 | Yes | Yes | Yes
[19 empty] | Yes | Lead | Tier 5 | Yes | Yes | Yes
[19 empty] | Yes | Lead | Tier 5 | Yes | Yes | Yes
[19 empty] | Yes | Lead | Tier 5 | Yes | Yes | Yes
[19 empty] | Yes | Lead | Tier 5 | Yes | Yes | Yes
[19 empty] | Yes | Lead | Tier 5 | Yes | Yes | Yes
[19 empty] | Yes | Lead | Tier 5 | Yes | Yes | Yes
[19 empty] | Yes | Lead | Tier 5 | Yes | Yes | Yes
[19 empty] | Yes | Lead | Tier 5 | Yes | Yes | Yes
[19 empty] | Yes | Lead | Tier 5 | Yes | Yes | Yes
[19 empty] | Yes | Lead | Tier 5 | Yes | Yes | Yes
[19 empty] | Yes | Lead | Tier 5 | Yes | Yes | Yes
[19 empty] | Yes | Lead | Tier 5 | Yes | Yes | Yes
[19 empty] | Yes | Lead | Tier 5 | Yes | Yes | Yes
[19 empty] | Yes | Lead | Tier 5 | Yes | Yes | Yes
[19 empty] | Yes | Lead | Tier 5 | Yes | Yes | Yes
[19 empty] | Yes | Lead | Tier 5 | Yes | Yes | Yes
[19 empty] | Yes | Lead | Tier 5 | Yes | Yes | Yes
[19 empty] | Yes | Lead | Tier 5 | Yes | Yes | Yes
[19 empty] | Yes | Lead | Tier 5 | Yes | Yes | Yes
[19 empty] | Yes | Lead | Tier 5 | Yes | Yes | Yes
[19 empty] | Yes | Lead | Tier 5 | Yes | Yes | Yes
[19 empty] | Yes | Lead | Tier 5 | Yes | Yes | Yes
[19 empty] | Yes | Lead | Tier 5 | Yes | Yes | Yes
[19 empty] | Yes | Lead | Tier 5 | Yes | Yes | Yes
[19 empty] | Yes | Lead | Tier 5 | Yes | Yes | Yes
[19 empty] | Yes | Lead | Tier 5 | Yes | Yes | Yes
[19 empty] | Yes | Lead | Tier 5 | Yes | Yes | Yes
[19 empty] | Yes | Lead | Tier 5 | Yes | Yes | Yes
[19 empty] | Yes | Lead | Tier 5 | Yes | Yes | Yes
[19 empty] | Yes | Lead | Tier 5 | Yes | Yes | Yes
[19 empty] | Yes | Lead | Tier 5 | Yes | Yes | Yes
[19 empty] | Yes | Lead | Tier 5 | Yes | Yes | Yes
[19 empty] | Yes | Lead | Tier 5 | Yes | Yes | Yes
[19 empty] | Yes | Lead | Tier 5 | Yes | Yes | Yes
[19 empty] | Yes | Lead | Tier 5 | Yes | Yes | Yes
[19 empty] | Yes | Lead | Tier 5 | Yes | Yes | Yes
[19 empty] | Yes | Lead | Tier 5 | Yes | Yes | Yes
[19 empty] | Yes | Lead | Tier 5 | Yes | Yes | Yes
[19 empty] | Yes | Lead | Tier 5 | Yes | Yes | Yes
[19 empty] | Yes | Lead | Tier 5 | Yes | Yes | Yes
[19 empty] | Yes | Lead | Tier 5 | Yes | Yes | Yes
[19 empty] | Yes | Lead | Tier 5 | Yes | Yes | Yes
[19 empty] | Yes | Lead | Tier 5 | Yes | Yes | Yes
[19 empty] | Yes | Lead | Tier 5 | Yes | Yes | Yes
[19 empty] | Yes | Lead | Tier 5 | Yes | Yes | Yes
[19 empty] | Yes | Lead | Tier 5 | Yes | Yes | Yes
[19 empty] | Yes | Lead | Tier 5 | Yes | Yes | Yes
[19 empty] | Yes | Lead | Tier 5 | Yes | Yes | Yes
[19 empty] | Yes | Lead | Tier 5 | Yes | Yes | Yes
[19 empty] | Yes | Lead | Tier 5 | Yes | Yes | Yes
[19 empty] | Yes | Lead | Tier 5 | Yes | Yes | Yes
[19 empty] | Yes | Lead | Tier 5 | Yes | Yes | Yes
[19 empty] | Yes | Lead | Tier 5 | Yes | Yes | Yes
[19 empty] | Yes | Lead | Tier 5 | Yes | Yes | Yes
[19 empty] | Yes | Lead | Tier 5 | Yes | Yes | Yes
[19 empty] | Yes | Lead | Tier 5 | Yes | Yes | Yes
[19 empty] | Yes | Lead | Tier 5 | Yes | Yes | Yes
[19 empty] | Yes | Lead | Tier 5 | Yes | Yes | Yes
[19 empty] | Yes | Lead | Tier 5 | Yes | Yes | Yes
[19 empty] | Yes | Lead | Tier 5 | Yes | Yes | Yes
[19 empty] | Yes | Lead | Tier 5 | Yes | Yes | Yes
[19 empty] | Yes | Lead | Tier 5 | Yes | Yes | Yes
[19 empty] | Yes | Lead | Tier 5 | Yes | Yes | Yes
[19 empty] | Yes | Lead | Tier 5 | Yes | Yes | Yes
[19 empty] | Yes | Lead | Tier 5 | Yes | Yes | Yes
[19 empty] | Yes | Lead | Tier 5 | Yes | Yes | Yes
[19 empty] | Yes | Lead | Tier 5 | Yes | Yes | Yes
[19 empty] | Yes | Lead | Tier 5 | Yes | Yes | Yes
[19 empty] | Yes | Lead | Tier 5 | Yes | Yes | Yes
[19 empty] | Yes | Lead | Tier 5 | Yes | Yes | Yes
[19 empty] | Yes | Lead | Tier 5 | Yes | Yes | Yes
[19 empty] | Yes | Lead | Tier 5 | Yes | Yes | Yes
[19 empty] | Yes | Lead | Tier 5 | Yes | Yes | Yes
[19 empty] | Yes | Lead | Tier 5 | Yes | Yes | Yes
[19 empty] | Yes | Lead | Tier 5 | Yes | Yes | Yes
[19 empty] | Yes | Lead | Tier 5 | Yes | Yes | Yes
[19 empty] | Yes | Lead | Tier 5 | Yes | Yes | Yes
[19 empty] | Yes | Lead | Tier 5 | Yes | Yes | Yes
[19 empty] | Yes | Lead | Tier 5 | Yes | Yes | Yes
[19 empty] | Yes | Lead | Tier 5 | Yes | Yes | Yes
[19 empty] | Yes | Lead | Tier 5 | Yes | Yes | Yes
[19 empty] | Yes | Lead | Tier 5 | Yes | Yes | Yes
[19 empty] | Yes | Lead | Tier 5 | Yes | Yes | Yes
[19 empty] | Yes | Lead | Tier 5 | Yes | Yes | Yes
[19 empty] | Yes | Lead | Tier 5 | Yes | Yes | Yes
[19 empty] | Yes | Lead | Tier 5 | Yes | Yes | Yes
[19 empty] | Yes | Lead | Tier 5 | Yes | Yes | Yes
[19 empty] | Yes | Lead | Tier 5 | Yes | Yes | Yes
[19 empty] | Yes | Lead | Tier 5 | Yes | Yes | Yes
[19 empty] | Yes | Lead | Tier 5 | Yes | Yes | Yes
[19 empty] | Yes | Lead | Tier 5 | Yes | Yes | Yes
[19 empty] | Yes | Lead | Tier 5 | Yes | Yes | Yes
[19 empty] | Yes | Lead | Tier 5 | Yes | Yes | Yes
[19 empty] | Yes | Lead | Tier 5 | Yes | Yes | Yes
[19 empty] | Yes | Lead | Tier 5 | Yes | Yes | Yes
[19 empty] | Yes | Lead | Tier 5 | Yes | Yes | Yes
[19 empty] | Yes | Lead | Tier 5 | Yes | Yes | Yes
[19 empty] | Yes | Lead | Tier 5 | Yes | Yes | Yes
[19 empty] | Yes | Lead | Tier 5 | Yes | Yes | Yes
[19 empty] | Yes | Lead | Tier 5 | Yes | Yes | Yes
[19 empty] | Yes | Lead | Tier 5 | Yes | Yes | Yes
[19 empty] | Yes | Lead | Tier 5 | Yes | Yes | Yes
[19 empty] | Yes | Lead | Tier 5 | Yes | Yes | Yes
[19 empty] | Yes | Lead | Tier 5 | Yes | Yes | Yes
[19 empty] | Yes | Lead | Tier 5 | Yes | Yes | Yes
[19 empty] | Yes | Lead | Tier 5 | Yes | Yes | Yes
[19 empty] | Yes | Lead | Tier 5 | Yes | Yes | Yes
[19 empty] | Yes | Lead | Tier 5 | Yes | Yes | Yes
[19 empty] | Yes | Lead | Tier 5 | Yes | Yes | Yes
[19 empty] | Yes | Lead | Tier 5 | Yes | Yes | Yes
[19 empty] | Yes | Lead | Tier 5 | Yes | Yes | Yes
[19 empty] | Yes | Lead | Tier 5 | Yes | Yes | Yes
[19 empty] | Yes | Lead | Tier 5 | Yes | Yes | Yes
[19 empty] | Yes | Lead | Tier 5 | Yes | Yes | Yes
[19 empty] | Yes | Lead | Tier 5 | Yes | Yes | Yes
[19 empty] | Yes | Lead | Tier 5 | Yes | Yes | Yes
[19 empty] | Yes | Lead | Tier 5 | Yes | Yes | Yes
[19 empty] | Yes | Lead | Tier 5 | Yes | Yes | Yes
[19 empty] | Yes | Lead | Tier 5 | Yes | Yes | Yes
[19 empty] | Yes | Lead | Tier 5 | Yes | Yes | Yes
[19 empty] | Yes | Lead | Tier 5 | Yes | Yes | Yes
[19 empty] | Yes | Lead | Tier 5 | Yes | Yes | Yes
[19 empty] | Yes | Lead | Tier 5 | Yes | Yes | Yes
[19 empty] | Yes | Lead | Tier 5 | Yes | Yes | Yes
[19 empty] | Yes | Lead | Tier 5 | Yes | Yes | Yes
[19 empty] | Yes | Lead | Tier 5 | Yes | Yes | Yes
[19 empty] | Yes | Lead | Tier 5 | Yes | Yes | Yes
[19 empty] | Yes | Lead | Tier 5 | Yes | Yes | Yes
[19 empty] | Yes | Lead | Tier 5 | Yes | Yes | Yes
[19 empty] | Yes | Lead | Tier 5 | Yes | Yes | Yes
[19 empty] | Yes | Lead | Tier 5 | Yes | Yes | Yes
[19 empty] | Yes | Lead | Tier 5 | Yes | Yes | Yes
[19 empty] | Yes | Lead | Tier 5 | Yes | Yes | Yes
[19 empty] | Yes | Lead | Tier 5 | Yes | Yes | Yes
[19 empty] | Yes | Lead | Tier 5 | Yes | Yes | Yes
[19 empty] | Yes | Lead | Tier 5 | Yes | Yes | Yes
[19 empty] | Yes | Lead | Tier 5 | Yes | Yes | Yes
[19 empty] | Yes | Lead | Tier 5 | Yes | Yes | Yes
[19 empty] | Yes | Lead | Tier 5 | Yes | Yes | Yes
[19 empty] | Yes | Lead | Tier 5 | Yes | Yes | Yes
[19 empty] | Yes | Lead | Tier 5 | Yes | Yes | Yes
[19 empty] | Yes | Lead | Tier 5 | Yes | Yes | Yes
[19 empty] | Yes | Lead | Tier 5 | Yes | Yes | Yes
[19 empty] | Yes | Lead | Tier 5 | Yes | Yes | Yes
[19 empty] | Yes | Lead | Tier 5 | Yes | Yes | Yes
[19 empty] | Yes | Lead | Tier 5 | Yes | Yes | Yes
[19 empty] | Yes | Lead | Tier 5 | Yes | Yes | Yes
[19 empty] | Yes | Lead | Tier 5 | Yes | Yes | Yes
[19 empty] | Yes | Lead | Tier 5 | Yes | Yes | Yes
[19 empty] | Yes | Lead | Tier 5 | Yes | Yes | Yes
[19 empty] | Yes | Lead | Tier 5 | Yes | Yes | Yes
[19 empty] | Yes | Lead | Tier 5 | Yes | Yes | Yes
[19 empty] | Yes | Lead | Tier 5 | Yes | Yes | Yes
[19 empty] | Yes | Lead | Tier 5 | Yes | Yes | Yes
[19 empty] | Yes | Lead | Tier 5 | Yes | Yes | Yes
[19 empty] | Yes | Lead | Tier 5 | Yes | Yes | Yes
[19 empty] | Yes | Lead | Tier 5 | Yes | Yes | Yes
[19 empty] | Yes | Lead | Tier 5 | Yes | Yes | Yes
[19 empty] | Yes | Lead | Tier 5 | Yes | Yes | Yes
[19 empty] | Yes | Lead | Tier 5 | Yes | Yes | Yes
[19 empty] | Yes | Lead | Tier 5 | Yes | Yes | Yes
[19 empty] | Yes | Lead | Tier 5 | Yes | Yes | Yes
[19 empty] | Yes | Lead | Tier 5 | Yes | Yes | Yes
[19 empty] | Yes | Lead | Tier 5 | Yes | Yes | Yes
[19 empty] | Yes | Lead | Tier 5 | Yes | Yes | Yes
[19 empty] | Yes | Lead | Tier 5 | Yes | Yes | Yes
[19 empty] | Yes | Lead | Tier 5 | Yes | Yes | Yes
[19 empty] | Yes | Lead | Tier 5 | Yes | Yes | Yes
[19 empty] | Yes | Lead | Tier 5 | Yes | Yes | Yes
[19 empty] | Yes | Lead | Tier 5 | Yes | Yes | Yes
[19 empty] | Yes | Lead | Tier 5 | Yes | Yes | Yes
[19 empty] | Yes | Lead | Tier 5 | Yes | Yes | Yes
[19 empty] | Yes | Lead | Tier 5 | Yes | Yes | Yes
[19 empty] | Yes | Lead | Tier 5 | Yes | Yes | Yes
[19 empty] | Yes | Lead | Tier 5 | Yes | Yes | Yes
[19 empty] | Yes | Lead | Tier 5 | Yes | Yes | Yes
[19 empty] | Yes | Lead | Tier 5 | Yes | Yes | Yes
[19 empty] | Yes | Lead | Tier 5 | Yes | Yes | Yes
[19 empty] | Yes | Lead | Tier 5 | Yes | Yes | Yes
[19 empty] | Yes | Lead | Tier 5 | Yes | Yes | Yes
[19 empty] | Yes | Lead | Tier 5 | Yes | Yes | Yes
[19 empty] | Yes | Lead | Tier 5 | Yes | Yes | Yes
[19 empty] | Yes | Lead | Tier 5 | Yes | Yes | Yes
[19 empty] | Yes | Lead | Tier 5 | Yes | Yes | Yes
[19 empty] | Yes | Lead | Tier 5 | Yes | Yes | Yes
[19 empty] | Yes | Lead | Tier 5 | Yes | Yes | Yes
[19 empty] | Yes | Lead | Tier 5 | Yes | Yes | Yes
[19 empty] | Yes | Lead | Tier 5 | Yes | Yes | Yes
[19 empty] | Yes | Lead | Tier 5 | Yes | Yes | Yes
[19 empty] | Yes | Lead | Tier 5 | Yes | Yes | Yes
[19 empty] | Yes | Lead | Tier 5 | Yes | Yes | Yes
[19 empty] | Yes | Lead | Tier 5 | Yes | Yes | Yes
[19 empty] | Yes | Lead | Tier 5 | Yes | Yes | Yes
[19 empty] | Yes | Lead | Tier 5 | Yes | Yes | Yes
[19 empty] | Yes | Lead | Tier 5 | Yes | Yes | Yes
[19 empty] | Yes | Lead | Tier 5 | Yes | Yes | Yes
[19 empty] | Yes | Lead | Tier 5 | Yes | Yes | Yes
[19 empty] | Yes | Lead | Tier 5 | Yes | Yes | Yes
[19 empty] | Yes | Lead | Tier 5 | Yes | Yes | Yes
[19 empty] | Yes | Lead | Tier 5 | Yes | Yes | Yes
[19 empty] | Yes | Lead | Tier 5 | Yes | Yes | Yes
[19 empty] | Yes | Lead | Tier 5 | Yes | Yes | Yes
[19 empty] | Yes | Lead | Tier 5 | Yes | Yes | Yes
[19 empty] | Yes | Lead | Tier 5 | Yes | Yes | Yes
[19 empty] | Yes | Lead | Tier 5 | Yes | Yes | Yes
[19 empty] | Yes | Lead | Tier 5 | Yes | Yes | Yes
[19 empty] | Yes | Lead | Tier 5 | Yes | Yes | Yes
[19 empty] | Yes | Lead | Tier 5 | Yes | Yes | Yes
[19 empty] | Yes | Lead | Tier 5 | Yes | Yes | Yes
[19 empty] | Yes | Lead | Tier 5 | Yes | Yes | Yes
[19 empty] | Yes | Lead | Tier 5 | Yes | Yes | Yes
[19 empty] | Yes | Lead | Tier 5 | Yes | Yes | Yes
[19 empty] | Yes | Lead | Tier 5 | Yes | Yes | Yes
[19 empty] | Yes | Lead | Tier 5 | Yes | Yes | Yes
[19 empty] | Yes | Lead | Tier 5 | Yes | Yes | Yes
[19 empty] | Yes | Lead | Tier 5 | Yes | Yes | Yes
[19 empty] | Yes | Lead | Tier 5 | Yes | Yes | Yes
[19 empty] | Yes | Lead | Tier 5 | Yes | Yes | Yes
[19 empty] | Yes | Lead | Tier 5 | Yes | Yes | Yes
[19 empty] | Yes | Lead | Tier 5 | Yes | Yes | Yes
[19 empty] | Yes | Lead | Tier 5 | Yes | Yes | Yes
[19 empty] | Yes | Lead | Tier 5 | Yes | Yes | Yes
[19 empty] | Yes | Lead | Tier 5 | Yes | Yes | Yes
[19 empty] | Yes | Lead | Tier 5 | Yes | Yes | Yes
[19 empty] | Yes | Lead | Tier 5 | Yes | Yes | Yes
[19 empty] | Yes | Lead | Tier 5 | Yes | Yes | Yes
[19 empty] | Yes | Lead | Tier 5 | Yes | Yes | Yes
[19 empty] | Yes | Lead | Tier 5 | Yes | Yes | Yes
[19 empty] | Yes | Lead | Tier 5 | Yes | Yes | Yes
[19 empty] | Yes | Lead | Tier 5 | Yes | Yes | Yes
[19 empty] | Yes | Lead | Tier 5 | Yes | Yes | Yes
[19 empty] | Yes | Lead | Tier 5 | Yes | Yes | Yes
[19 empty] | Yes | Lead | Tier 5 | Yes | Yes | Yes
[19 empty] | Yes | Lead | Tier 5 | Yes | Yes | Yes
[19 empty] | Yes | Lead | Tier 5 | Yes | Yes | Yes
[19 empty] | Yes | Lead | Tier 5 | Yes | Yes | Yes
[19 empty] | Yes | Lead | Tier 5 | Yes | Yes | Yes
[19 empty] | Yes | Lead | Tier 5 | Yes | Yes | Yes
[19 empty] | Yes | Lead | Tier 5 | Yes | Yes | Yes
[19 empty] | Yes | Lead | Tier 5 | Yes | Yes | Yes
[19 empty] | Yes | Lead | Tier 5 | Yes | Yes | Yes
[19 empty] | Yes | Lead | Tier 5 | Yes | Yes | Yes
[19 empty] | Yes | Lead | Tier 5 | Yes | Yes | Yes
[19 empty] | Yes | Lead | Tier 5 | Yes | Yes | Yes
[19 empty] | Yes | Lead | Tier 5 | Yes | Yes | Yes
[19 empty] | Yes | Lead | Tier 5 | Yes | Yes | Yes
[19 empty] | Yes | Lead | Tier 5 | Yes | Yes | Yes
[19 empty] | Yes | Lead | Tier 5 | Yes | Yes | Yes
[19 empty] | Yes | Lead | Tier 5 | Yes | Yes | Yes
[19 empty] | Yes | Lead | Tier 5 | Yes | Yes | Yes
[19 empty] | Yes | Lead | Tier 5 | Yes | Yes | Yes
[19 empty] | Yes | Lead | Tier 5 | Yes | Yes | Yes
[19 empty] | Yes | Lead | Tier 5 | Yes | Yes | Yes
[19 empty] | Yes | Lead | Tier 5 | Yes | Yes | Yes
[19 empty] | Yes | Lead | Tier 5 | Yes | Yes | Yes
[19 empty] | Yes | Lead | Tier 5 | Yes | Yes | Yes
[19 empty] | Yes | Lead | Tier 5 | Yes | Yes | Yes
[19 empty] | Yes | Lead | Tier 5 | Yes | Yes | Yes
[19 empty] | Yes | Lead | Tier 5 | Yes | Yes | Yes
[19 empty] | Yes | Lead | Tier 5 | Yes | Yes | Yes
[19 empty] | Yes | Lead | Tier 5 | Yes | Yes | Yes
[19 empty] | Yes | Lead | Tier 5 | Yes | Yes | Yes
[19 empty] | Yes | Lead | Tier 5 | Yes | Yes | Yes
[19 empty] | Yes | Lead | Tier 5 | Yes | Yes | Yes
[19 empty] | Yes | Lead | Tier 5 | Yes | Yes | Yes
[19 empty] | Yes | Lead | Tier 5 | Yes | Yes | Yes
[19 empty] | Yes | Lead | Tier 5 | Yes | Yes | Yes
[19 empty] | Yes | Lead | Tier 5 | Yes | Yes | Yes
[19 empty] | Yes | Lead | Tier 5 | Yes | Yes | Yes
[19 empty] | Yes | Lead | Tier 5 | Yes | Yes | Yes
[19 empty] | Yes | Lead | Tier 5 | Yes | Yes | Yes
[19 empty] | Yes | Lead | Tier 5 | Yes | Yes | Yes
[19 empty] | Yes | Lead | Tier 5 | Yes | Yes | Yes
[19 empty] | Yes | Lead | Tier 5 | Yes | Yes | Yes
[19 empty] | Yes | Lead | Tier 5 | Yes | Yes | Yes
[19 empty] | Yes | Lead | Tier 5 | Yes | Yes | Yes
[19 empty] | Yes | Lead | Tier 5 | Yes | Yes | Yes
[19 empty] | Yes | Lead | Tier 5 | Yes | Yes | Yes
[19 empty] | Yes | Lead | Tier 5 | Yes | Yes | Yes
[19 empty] | Yes | Lead | Tier 5 | Yes | Yes | Yes
[19 empty] | Yes | Lead | Tier 5 | Yes | Yes | Yes
[19 empty] | Yes | Lead | Tier 5 | Yes | Yes | Yes
[19 empty] | Yes | Lead | Tier 5 | Yes | Yes | Yes
[19 empty] | Yes | Lead | Tier 5 | Yes | Yes | Yes
[19 empty] | Yes | Lead | Tier 5 | Yes | Yes | Yes
[19 empty] | Yes | Lead | Tier 5 | Yes | Yes | Yes
[19 empty] | Yes | Lead | Tier 5 | Yes | Yes | Yes
[19 empty] | Yes | Lead | Tier 5 | Yes | Yes | Yes
[19 empty] | Yes | Lead | Tier 5 | Yes | Yes | Yes
[19 empty] | Yes | Lead | Tier 5 | Yes | Yes | Yes
[19 empty] | Yes | Lead | Tier 5 | Yes | Yes | Yes
[19 empty] | Yes | Lead | Tier 5 | Yes | Yes | Yes
[19 empty] | Yes | Lead | Tier 5 | Yes | Yes | Yes
[19 empty] | Yes | Lead | Tier 5 | Yes | Yes | Yes
[19 empty] | Yes | Lead | Tier 5 | Yes | Yes | Yes
[19 empty] | Yes | Lead | Tier 5 | Yes | Yes | Yes
[19 empty] | Yes | Lead | Tier 5 | Yes | Yes | Yes
[19 empty] | Yes | Lead | Tier 5 | Yes | Yes | Yes
[19 empty] | Yes | Lead | Tier 5 | Yes | Yes | Yes
[19 empty] | Yes | Lead | Tier 5 | Yes | Yes | Yes
[19 empty] | Yes | Lead | Tier 5 | Yes | Yes | Yes
[19 empty] | Yes | Lead | Tier 5 | Yes | Yes | Yes
[19 empty] | Yes | Lead | Tier 5 | Yes | Yes | Yes
[19 empty] | Yes | Lead | Tier 5 | Yes | Yes | Yes
[19 empty] | Yes | Lead | Tier 5 | Yes | Yes | Yes
[19 empty] | Yes | Lead | Tier 5 | Yes | Yes | Yes
[19 empty] | Yes | Lead | Tier 5 | Yes | Yes | Yes
[19 empty] | Yes | Lead | Tier 5 | Yes | Yes | Yes
[19 empty] | Yes | Lead | Tier 5 | Yes | Yes | Yes
[19 empty] | Yes | Lead | Tier 5 | Yes | Yes | Yes
[19 empty] | Yes | Lead | Tier 5 | Yes | Yes | Yes
[19 empty] | Yes | Lead | Tier 5 | Yes | Yes | Yes
[19 empty] | Yes | Lead | Tier 5 | Yes | Yes | Yes
[19 empty] | Yes | Lead | Tier 5 | Yes | Yes | Yes
[19 empty] | Yes | Lead | Tier 5 | Yes | Yes | Yes
[19 empty] | Yes | Lead | Tier 5 | Yes | Yes | Yes
[19 empty] | Yes | Lead | Tier 5 | Yes | Yes | Yes
[19 empty] | Yes | Lead | Tier 5 | Yes | Yes | Yes
[19 empty] | Yes | Lead | Tier 5 | Yes | Yes | Yes
[19 empty] | Yes | Lead | Tier 5 | Yes | Yes | Yes
[19 empty] | Yes | Lead | Tier 5 | Yes | Yes | Yes
[19 empty] | Yes | Lead | Tier 5 | Yes | Yes | Yes
[19 empty] | Yes | Lead | Tier 5 | Yes | Yes | Yes
[19 empty] | Yes | Lead | Tier 5 | Yes | Yes | Yes
[19 empty] | Yes | Lead | Tier 5 | Yes | Yes | Yes
[19 empty] | Yes | Lead | Tier 5 | Yes | Yes | Yes
[19 empty] | Yes | Lead | Tier 5 | Yes | Yes | Yes
[19 empty] | Yes | Lead | Tier 5 | Yes | Yes | Yes
[19 empty] | Yes | Lead | Tier 5 | Yes | Yes | Yes
[19 empty] | Yes | Lead | Tier 5 | Yes | Yes | Yes
[19 empty] | Yes | Lead | Tier 5 | Yes | Yes | Yes
[19 empty] | Yes | Lead | Tier 5 | Yes | Yes | Yes
[19 empty] | Yes | Lead | Tier 5 | Yes | Yes | Yes
[19 empty] | Yes | Lead | Tier 5 | Yes | Yes | Yes
[19 empty] | Yes | Lead | Tier 5 | Yes | Yes | Yes
[19 empty] | Yes | Lead | Tier 5 | Yes | Yes | Yes
[19 empty] | Yes | Lead | Tier 5 | Yes | Yes | Yes
[19 empty] | Yes | Lead | Tier 5 | Yes | Yes | Yes
[19 empty] | Yes | Lead | Tier 5 | Yes | Yes | Yes
[19 empty] | Yes | Lead | Tier 5 | Yes | Yes | Yes
[19 empty] | Yes | Lead | Tier 5 | Yes | Yes | Yes
[19 empty] | Yes | Lead | Tier 5 | Yes | Yes | Yes
[19 empty] | Yes | Lead | Tier 5 | Yes | Yes | Yes
[19 empty] | Yes | Lead | Tier 5 | Yes | Yes | Yes
[19 empty] | Yes | Lead | Tier 5 | Yes | Yes | Yes
[19 empty] | Yes | Lead | Tier 5 | Yes | Yes | Yes
[19 empty] | Yes | Lead | Tier 5 | Yes | Yes | Yes
[19 empty] | Yes | Lead | Tier 5 | Yes | Yes | Yes
[19 empty] | Yes | Lead | Tier 5 | Yes | Yes | Yes
[19 empty] | Yes | Lead | Tier 5 | Yes | Yes | Yes
[19 empty] | Yes | Lead | Tier 5 | Yes | Yes | Yes
[19 empty] | Yes | Lead | Tier 5 | Yes | Yes | Yes
[19 empty] | Yes | Lead | Tier 5 | Yes | Yes | Yes
[19 empty] | Yes | Lead | Tier 5 | Yes | Yes | Yes
[19 empty] | Yes | Lead | Tier 5 | Yes | Yes | Yes
[19 empty] | Yes | Lead | Tier 5 | Yes | Yes | Yes
[19 empty] | Yes | Lead | Tier 5 | Yes | Yes | Yes
[19 empty] | Yes | Lead | Tier 5 | Yes | Yes | Yes
[19 empty] | Yes | Lead | Tier 5 | Yes | Yes | Yes
[19 empty] | Yes | Lead | Tier 5 | Yes | Yes | Yes
[19 empty] | Yes | Lead | Tier 5 | Yes | Yes | Yes
[19 empty] | Yes | Lead | Tier 5 | Yes | Yes | Yes
[19 empty] | Yes | Lead | Tier 5 | Yes | Yes | Yes
[19 empty] | Yes | Lead | Tier 5 | Yes | Yes | Yes
[19 empty] | Yes | Lead | Tier 5 | Yes | Yes | Yes
[19 empty] | Yes | Lead | Tier 5 | Yes | Yes | Yes
[19 empty] | Yes | Lead | Tier 5 | Yes | Yes | Yes
[19 empty] | Yes | Lead | Tier 5 | Yes | Yes | Yes
[19 empty] | Yes | Lead | Tier 5 | Yes | Yes | Yes
[19 empty] | Yes | Lead | Tier 5 | Yes | Yes | Yes
[19 empty] | Yes | Lead | Tier 5 | Yes | Yes | Yes
[19 empty] | Yes | Lead | Tier 5 | Yes | Yes | Yes
[19 empty] | Yes | Lead | Tier 5 | Yes | Yes | Yes
[19 empty] | Yes | Lead | Tier 5 | Yes | Yes | Yes
[19 empty] | Yes | Lead | Tier 5 | Yes | Yes | Yes
[19 empty] | Yes | Lead | Tier 5 | Yes | Yes | Yes
[19 empty] | Yes | Lead | Tier 5 | Yes | Yes | Yes
[19 empty] | Yes | Lead | Tier 5 | Yes | Yes | Yes
[19 empty] | Yes | Lead | Tier 5 | Yes | Yes | Yes
[19 empty] | Yes | Lead | Tier 5 | Yes | Yes | Yes
[19 empty] | Yes | Lead | Tier 5 | Yes | Yes | Yes
[19 empty] | Yes | Lead | Tier 5 | Yes | Yes | Yes
[19 empty] | Yes | Lead | Tier 5 | Yes | Yes | Yes
[19 empty] | Yes | Lead | Tier 5 | Yes | Yes | Yes
[19 empty] | Yes | Lead | Tier 5 | Yes | Yes | Yes
[19 empty] | Yes | Lead | Tier 5 | Yes | Yes | Yes
[19 empty] | Yes | Lead | Tier 5 | Yes | Yes | Yes
[19 empty] | Yes | Lead | Tier 5 | Yes | Yes | Yes
[19 empty] | Yes | Lead | Tier 5 | Yes | Yes | Yes
[19 empty] | Yes | Lead | Tier 5 | Yes | Yes | Yes
[19 empty] | Yes | Lead | Tier 5 | Yes | Yes | Yes
[19 empty] | Yes | Lead | Tier 5 | Yes | Yes | Yes
[19 empty] | Yes | Lead | Tier 5 | Yes | Yes | Yes
[19 empty] | Yes | Lead | Tier 5 | Yes | Yes | Yes
[19 empty] | Yes | Lead | Tier 5 | Yes | Yes | Yes
[19 empty] | Yes | Lead | Tier 5 | Yes | Yes | Yes
[19 empty] | Yes | Lead | Tier 5 | Yes | Yes | Yes
[19 empty] | Yes | Lead | Tier 5 | Yes | Yes | Yes
[19 empty] | Yes | Lead | Tier 5 | Yes | Yes | Yes
[19 empty] | Yes | Lead | Tier 5 | Yes | Yes | Yes
[19 empty] | Yes | Lead | Tier 5 | Yes | Yes | Yes
[19 empty] | Yes | Lead | Tier 5 | Yes | Yes | Yes
[19 empty] | Yes | Lead | Tier 5 | Yes | Yes | Yes
[19 empty] | Yes | Lead | Tier 5 | Yes | Yes | Yes
[19 empty] | Yes | Lead | Tier 5 | Yes | Yes | Yes
[19 empty] | Yes | Lead | Tier 5 | Yes | Yes | Yes
[19 empty] | Yes | Lead | Tier 5 | Yes | Yes | Yes
[19 empty] | Yes | Lead | Tier 5 | Yes | Yes | Yes
[19 empty] | Yes | Lead | Tier 5 | Yes | Yes | Yes
[19 empty] | Yes | Lead | Tier 5 | Yes | Yes | Yes
[19 empty] | Yes | Lead | Tier 5 | Yes | Yes | Yes
[19 empty] | Yes | Lead | Tier 5 | Yes | Yes | Yes
[19 empty] | Yes | Lead | Tier 5 | Yes | Yes | Yes
[19 empty] | Yes | Lead | Tier 5 | Yes | Yes | Yes
[19 empty] | Yes | Lead | Tier 5 | Yes | Yes | Yes
[19 empty] | Yes | Lead | Tier 5 | Yes | Yes | Yes
[19 empty] | Yes | Lead | Tier 5 | Yes | Yes | Yes
[19 empty] | Yes | Lead | Tier 5 | Yes | Yes | Yes
[19 empty] | Yes | Lead | Tier 5 | Yes | Yes | Yes
[19 empty] | Yes | Lead | Tier 5 | Yes | Yes | Yes
[19 empty] | Yes | Lead | Tier 5 | Yes | Yes | Yes
[19 empty] | Yes | Lead | Tier 5 | Yes | Yes | Yes
[19 empty] | Yes | Lead | Tier 5 | Yes | Yes | Yes
[19 empty] | Yes | Lead | Tier 5 | Yes | Yes | Yes
[19 empty] | Yes | Lead | Tier 5 | Yes | Yes | Yes
[19 empty] | Yes | Lead | Tier 5 | Yes | Yes | Yes
[19 empty] | Yes | Lead | Tier 5 | Yes | Yes | Yes
[19 empty] | Yes | Lead | Tier 5 | Yes | Yes | Yes
[19 empty] | Yes | Lead | Tier 5 | Yes | Yes | Yes
[19 empty] | Yes | Lead | Tier 5 | Yes | Yes | Yes
[19 empty] | Yes | Lead | Tier 5 | Yes | Yes | Yes
[19 empty] | Yes | Lead | Tier 5 | Yes | Yes | Yes
[19 empty] | Yes | Lead | Tier 5 | Yes | Yes | Yes
[19 empty] | Yes | Lead | Tier 5 | Yes | Yes | Yes
[19 empty] | Yes | Lead | Tier 5 | Yes | Yes | Yes
[19 empty] | Yes | Lead | Tier 5 | Yes | Yes | Yes
[19 empty] | Yes | Lead | Tier 5 | Yes | Yes | Yes
[19 empty] | Yes | Lead | Tier 5 | Yes | Yes | Yes
[19 empty] | Yes | Lead | Tier 5 | Yes | Yes | Yes
[19 empty] | Yes | Lead | Tier 5 | Yes | Yes | Yes
[19 empty] | Yes | Lead | Tier 5 | Yes | Yes | Yes
[19 empty] | Yes | Lead | Tier 5 | Yes | Yes | Yes
[19 empty] | Yes | Lead | Tier 5 | Yes | Yes | Yes
[19 empty] | Yes | Lead | Tier 5 | Yes | Yes | Yes
[19 empty] | Yes | Lead | Tier 5 | Yes | Yes | Yes
[19 empty] | Yes | Lead | Tier 5 | Yes | Yes | Yes
[19 empty] | Yes | Lead | Tier 5 | Yes | Yes | Yes
[19 empty] | Yes | Lead | Tier 5 | Yes | Yes | Yes
[19 empty] | Yes | Lead | Tier 5 | Yes | Yes | Yes
[19 empty] | Yes | Lead | Tier 5 | Yes | Yes | Yes
[19 empty] | Yes | Lead | Tier 5 | Yes | Yes | Yes
[19 empty] | Yes | Lead | Tier 5 | Yes | Yes | Yes
[19 empty] | Yes | Lead | Tier 5 | Yes | Yes | Yes
[19 empty] | Yes | Lead | Tier 5 | Yes | Yes | Yes
[19 empty] | Yes | Lead | Tier 5 | Yes | Yes | Yes
[19 empty] | Yes | Lead | Tier 5 | Yes | Yes | Yes
[19 empty] | Yes | Lead | Tier 5 | Yes | Yes | Yes
[19 empty] | Yes | Lead | Tier 5 | Yes | Yes | Yes
[19 empty] | Yes | Lead | Tier 5 | Yes | Yes | Yes
[19 empty] | Yes | Lead | Tier 5 | Yes | Yes | Yes
[19 empty] | Yes | Lead | Tier 5 | Yes | Yes | Yes
[19 empty] | Yes | Lead | Tier 5 | Yes | Yes | Yes
[19 empty] | Yes | Lead | Tier 5 | Yes | Yes | Yes
[19 empty] | Yes | Lead | Tier 5 | Yes | Yes | Yes
[19 empty] | Yes | Lead | Tier 5 | Yes | Yes | Yes
[19 empty] | Yes | Lead | Tier 5 | Yes | Yes | Yes
[19 empty] | Yes | Lead | Tier 5 | Yes | Yes | Yes
[19 empty] | Yes | Lead | Tier 5 | Yes | Yes | Yes
[19 empty] | Yes | Lead | Tier 5 | Yes | Yes | Yes
[19 empty] | Yes | Lead | Tier 5 | Yes | Yes | Yes
[19 empty] | Yes | Lead | Tier 5 | Yes | Yes | Yes
[19 empty] | Yes | Lead | Tier 5 | Yes | Yes | Yes
[19 empty] | Yes | Lead | Tier 5 | Yes | Yes | Yes
[19 empty] | Yes | Lead | Tier 5 | Yes | Yes | Yes
[19 empty] | Yes | Lead | Tier 5 | Yes | Yes | Yes
[19 empty] | Yes | Lead | Tier 5 | Yes | Yes | Yes
[19 empty] | Yes | Lead | Tier 5 | Yes | Yes | Yes
[19 empty] | Yes | Lead | Tier 5 | Yes | Yes | Yes
[19 empty] | Yes | Lead | Tier 5 | Yes | Yes | Yes
[19 empty] | Yes | Lead | Tier 5 | Yes | Yes | Yes
[19 empty] | Yes | Lead | Tier 5 | Yes | Yes | Yes
[19 empty] | Yes | Lead | Tier 5 | Yes | Yes | Yes
[19 empty] | Yes | Lead | Tier 5 | Yes | Yes | Yes
[19 empty] | Yes | Lead | Tier 5 | Yes | Yes | Yes
[19 empty] | Yes | Lead | Tier 5 | Yes | Yes | Yes
[19 empty] | Yes | Lead | Tier 5 | Yes | Yes | Yes
[19 empty] | Yes | Lead | Tier 5 | Yes | Yes | Yes
[19 empty] | Yes | Lead | Tier 5 | Yes | Yes | Yes
[19 empty] | Yes | Lead | Tier 5 | Yes | Yes | Yes
[19 empty] | Yes | Lead | Tier 5 | Yes | Yes | Yes
[19 empty] | Yes | Lead | Tier 5 | Yes | Yes | Yes
[19 empty] | Yes | Lead | Tier 5 | Yes | Yes | Yes
[19 empty] | Yes | Lead | Tier 5 | Yes | Yes | Yes
[19 empty] | Yes | Lead | Tier 5 | Yes | Yes | Yes
[19 empty] | Yes | Lead | Tier 5 | Yes | Yes | Yes
[19 empty] | Yes | Lead | Tier 5 | Yes | Yes | Yes
[19 empty] | Yes | Lead | Tier 5 | Yes | Yes | Yes
[19 empty] | Yes | Lead | Tier 5 | Yes | Yes | Yes
[19 empty] | Yes | Lead | Tier 5 | Yes | Yes | Yes
[19 empty] | Yes | Lead | Tier 5 | Yes | Yes | Yes
[19 empty] | Yes | Lead | Tier 5 | Yes | Yes | Yes
[19 empty] | Yes | Lead | Tier 5 | Yes | Yes | Yes
[19 empty] | Yes | Lead | Tier 5 | Yes | Yes | Yes
[19 empty] | Yes | Lead | Tier 5 | Yes | Yes | Yes
[19 empty] | Yes | Lead | Tier 5 | Yes | Yes | Yes
[19 empty] | Yes | Lead | Tier 5 | Yes | Yes | Yes
[19 empty] | Yes | Lead | Tier 5 | Yes | Yes | Yes
[19 empty] | Yes | Lead | Tier 5 | Yes | Yes | Yes
[19 empty] | Yes | Lead | Tier 5 | Yes | Yes | Yes
[19 empty] | Yes | Lead | Tier 5 | Yes | Yes | Yes
[19 empty] | Yes | Lead | Tier 5 | Yes | Yes | Yes
[19 empty] | Yes | Lead | Tier 5 | Yes | Yes | Yes
[19 empty] | Yes | Lead | Tier 5 | Yes | Yes | Yes
[19 empty] | Yes | Lead | Tier 5 | Yes | Yes | Yes
[19 empty] | Yes | Lead | Tier 5 | Yes | Yes | Yes
[19 empty] | Yes | Lead | Tier 5 | Yes | Yes | Yes
[19 empty] | Yes | Lead | Tier 5 | Yes | Yes | Yes
[19 empty] | Yes | Lead | Tier 5 | Yes | Yes | Yes
[19 empty] | Yes | Lead | Tier 5 | Yes | Yes | Yes
[19 empty] | Yes | Lead | Tier 5 | Yes | Yes | Yes
[19 empty] | Yes | Lead | Tier 5 | Yes | Yes | Yes
[19 empty] | Yes | Lead | Tier 5 | Yes | Yes | Yes
[19 empty] | Yes | Lead | Tier 5 | Yes | Yes | Yes
[19 empty] | Yes | Lead | Tier 5 | Yes | Yes | Yes
[19 empty] | Yes | Lead | Tier 5 | Yes | Yes | Yes
[19 empty] | Yes | Lead | Tier 5 | Yes | Yes | Yes
[19 empty] | Yes | Lead | Tier 5 | Yes | Yes | Yes
[19 empty] | Yes | Lead | Tier 5 | Yes | Yes | Yes
[19 empty] | Yes | Lead | Tier 5 | Yes | Yes | Yes
[19 empty] | Yes | Lead | Tier 5 | Yes | Yes | Yes
[19 empty] | Yes | Lead | Tier 5 | Yes | Yes | Yes
[19 empty] | Yes | Lead | Tier 5 | Yes | Yes | Yes
[19 empty] | Yes | Lead | Tier 5 | Yes | Yes | Yes
[19 empty] | Yes | Lead | Tier 5 | Yes | Yes | Yes
[19 empty] | Yes | Lead | Tier 5 | Yes | Yes | Yes
[19 empty] | Yes | Lead | Tier 5 | Yes | Yes | Yes
[19 empty] | Yes | Lead | Tier 5 | Yes | Yes | Yes
[19 empty] | Yes | Lead | Tier 5 | Yes | Yes | Yes
[19 empty] | Yes | Lead | Tier 5 | Yes | Yes | Yes
[19 empty] | Yes | Lead | Tier 5 | Yes | Yes | Yes
[19 empty] | Yes | Lead | Tier 5 | Yes | Yes | Yes
[19 empty] | Yes | Lead | Tier 5 | Yes | Yes | Yes
[19 empty] | Yes | Lead | Tier 5 | Yes | Yes | Yes
[19 empty] | Yes | Lead | Tier 5 | Yes | Yes | Yes
[19 empty] | Yes | Lead | Tier 5 | Yes | Yes | Yes
[19 empty] | Yes | Lead | Tier 5 | Yes | Yes | Yes
[19 empty] | Yes | Lead | Tier 5 | Yes | Yes | Yes
[19 empty] | Yes | Lead | Tier 5 | Yes | Yes | Yes
[19 empty] | Yes | Lead | Tier 5 | Yes | Yes | Yes
[19 empty] | Yes | Lead | Tier 5 | Yes | Yes | Yes
[19 empty] | Yes | Lead | Tier 5 | Yes | Yes | Yes
[19 empty] | Yes | Lead | Tier 5 | Yes | Yes | Yes
[19 empty] | Yes | Lead | Tier 5 | Yes | Yes | Yes
[19 empty] | Yes | Lead | Tier 5 | Yes | Yes | Yes
[19 empty] | Yes | Lead | Tier 5 | Yes | Yes | Yes
[19 empty] | Yes | Lead | Tier 5 | Yes | Yes | Yes
[19 empty] | Yes | Lead | Tier 5 | Yes | Yes | Yes
[19 empty] | Yes | Lead | Tier 5 | Yes | Yes | Yes
[19 empty] | Yes | Lead | Tier 5 | Yes | Yes | Yes
[19 empty] | Yes | Lead | Tier 5 | Yes | Yes | Yes
[19 empty] | Yes | Lead | Tier 5 | Yes | Yes | Yes
[19 empty] | Yes | Lead | Tier 5 | Yes | Yes | Yes
[19 empty] | Yes | Lead | Tier 5 | Yes | Yes | Yes
[19 empty] | Yes | Lead | Tier 5 | Yes | Yes | Yes
[19 empty] | Yes | Lead | Tier 5 | Yes | Yes | Yes
[19 empty] | Yes | Lead | Tier 5 | Yes | Yes | Yes
[19 empty] | Yes | Lead | Tier 5 | Yes | Yes | Yes
[19 empty] | Yes | Lead | Tier 5 | Yes | Yes | Yes
[19 empty] | Yes | Lead | Tier 5 | Yes | Yes | Yes
[19 empty] | Yes | Lead | Tier 5 | Yes | Yes | Yes
[19 empty] | Yes | Lead | Tier 5 | Yes | Yes | Yes
[19 empty] | Yes | Lead | Tier 5 | Yes | Yes | Yes
[19 empty] | Yes | Lead | Tier 5 | Yes | Yes | Yes
[19 empty] | Yes | Lead | Tier 5 | Yes | Yes | Yes
[19 empty] | Yes | Lead | Tier 5 | Yes | Yes | Yes
[19 empty] | Yes | Lead | Tier 5 | Yes | Yes | Yes
[19 empty] | Yes | Lead | Tier 5 | Yes | Yes | Yes
[19 empty] | Yes | Lead | Tier 5 | Yes | Yes | Yes
[19 empty] | Yes | Lead | Tier 5 | Yes | Yes | Yes
[19 empty] | Yes | Lead | Tier 5 | Yes | Yes | Yes
[19 empty] | Yes | Lead | Tier 5 | Yes | Yes | Yes
[19 empty] | Yes | Lead | Tier 5 | Yes | Yes | Yes
[19 empty] | Yes | Lead | Tier 5 | Yes | Yes | Yes
[19 empty] | Yes | Lead | Tier 5 | Yes | Yes | Yes
[19 empty] | Yes | Lead | Tier 5 | Yes | Yes | Yes
[19 empty] | Yes | Lead | Tier 5 | Yes | Yes | Yes
[19 empty] | Yes | Lead | Tier 5 | Yes | Yes | Yes
[19 empty] | Yes | Lead | Tier 5 | Yes | Yes | Yes
[19 empty] | Yes | Lead | Tier 5 | Yes | Yes | Yes
[19 empty] | Yes | Lead | Tier 5 | Yes | Yes | Yes
[19 empty] | Yes | Lead | Tier 5 | Yes | Yes | Yes
[19 empty] | Yes | Lead | Tier 5 | Yes | Yes | Yes
[19 empty] | Yes | Lead | Tier 5 | Yes | Yes | Yes
[19 empty] | Yes | Lead | Tier 5 | Yes | Yes | Yes
[19 empty] | Yes | Lead | Tier 5 | Yes | Yes | Yes
[19 empty] | Yes | Lead | Tier 5 | Yes | Yes | Yes
[19 empty] | Yes | Lead | Tier 5 | Yes | Yes | Yes
[19 empty] | Yes | Lead | Tier 5 | Yes | Yes | Yes
[19 empty] | Yes | Lead | Tier 5 | Yes | Yes | Yes
[19 empty] | Yes | Lead | Tier 5 | Yes | Yes | Yes
[19 empty] | Yes | Lead | Tier 5 | Yes | Yes | Yes
[19 empty] | Yes | Lead | Tier 5 | Yes | Yes | Yes
[19 empty] | Yes | Lead | Tier 5 | Yes | Yes | Yes
[19 empty] | Yes | Lead | Tier 5 | Yes | Yes | Yes
[19 empty] | Yes | Lead | Tier 5 | Yes | Yes | Yes
[19 empty] | Yes | Lead | Tier 5 | Yes | Yes | Yes
[19 empty] | Yes | Lead | Tier 5 | Yes | Yes | Yes
[19 empty] | Yes | Lead | Tier 5 | Yes | Yes | Yes
[19 empty] | Yes | Lead | Tier 5 | Yes | Yes | Yes
[19 empty] | Yes | Lead | Tier 5 | Yes | Yes | Yes
[19 empty] | Yes | Lead | Tier 5 | Yes | Yes | Yes
[19 empty] | Yes | Lead | Tier 5 | Yes | Yes | Yes
[19 empty] | Yes | Lead | Tier 5 | Yes | Yes | Yes
[19 empty] | Yes | Lead | Tier 5 | Yes | Yes | Yes
[19 empty] | Yes | Lead | Tier 5 | Yes | Yes | Yes
[19 empty] | Yes | Lead | Tier 5 | Yes | Yes | Yes
[19 empty] | Yes | Lead | Tier 5 | Yes | Yes | Yes
[19 empty] | Yes | Lead | Tier 5 | Yes | Yes | Yes
[19 empty] | Yes | Lead | Tier 5 | Yes | Yes | Yes
[19 empty] | Yes | Lead | Tier 5 | Yes | Yes | Yes
[19 empty] | Yes | Lead | Tier 5 | Yes | Yes | Yes
[19 empty] | Yes | Lead | Tier 5 | Yes | Yes | Yes
[19 empty] | Yes | Lead | Tier 5 | Yes | Yes | Yes
[19 empty] | Yes | Lead | Tier 5 | Yes | Yes | Yes
[19 empty] | Yes | Lead | Tier 5 | Yes | Yes | Yes
[19 empty] | Yes | Lead | Tier 5 | Yes | Yes | Yes
[19 empty] | Yes | Lead | Tier 5 | Yes | Yes | Yes
[19 empty] | Yes | Lead | Tier 5 | Yes | Yes | Yes
[19 empty] | Yes | Lead | Tier 5 | Yes | Yes | Yes
[19 empty] | Yes | Lead | Tier 5 | Yes | Yes | Yes
[19 empty] | Yes | Lead | Tier 5 | Yes | Yes | Yes
[19 empty] | Yes | Lead | Tier 5 | Yes | Yes | Yes
[19 empty] | Yes | Lead | Tier 5 | Yes | Yes | Yes
[19 empty] | Yes | Lead | Tier 5 | Yes | Yes | Yes
[19 empty] | Yes | Lead | Tier 5 | Yes | Yes | Yes
[19 empty] | Yes | Lead | Tier 5 | Yes | Yes | Yes
[19 empty] | Yes | Lead | Tier 5 | Yes | Yes | Yes
[19 empty] | Yes | Lead | Tier 5 | Yes | Yes | Yes
[19 empty] | Yes | Lead | Tier 5 | Yes | Yes | Yes
[19 empty] | Yes | Lead | Tier 5 | Yes | Yes | Yes
[19 empty] | Yes | Lead | Tier 5 | Yes | Yes | Yes
[19 empty] | Yes | Lead | Tier 5 | Yes | Yes | Yes
[19 empty] | Yes | Lead | Tier 5 | Yes | Yes | Yes
[19 empty] | Yes | Lead | Tier 5 | Yes | Yes | Yes
[19 empty] | Yes | Lead | Tier 5 | Yes | Yes | Yes
[19 empty] | Yes | Lead | Tier 5 | Yes | Yes | Yes
[19 empty] | Yes | Lead | Tier 5 | Yes | Yes | Yes
[19 empty] | Yes | Lead | Tier 5 | Yes | Yes | Yes
[19 empty] | Yes | Lead | Tier 5 | Yes | Yes | Yes
[19 empty] | Yes | Lead | Tier 5 | Yes | Yes | Yes
[19 empty] | Yes | Lead | Tier 5 | Yes | Yes | Yes
[19 empty] | Yes | Lead | Tier 5 | Yes | Yes | Yes
[19 empty] | Yes | Lead | Tier 5 | Yes | Yes | Yes
[19 empty] | Yes | Lead | Tier 5 | Yes | Yes | Yes
[19 empty] | Yes | Lead | Tier 5 | Yes | Yes | Yes
[19 empty] | Yes | Lead | Tier 5 | Yes | Yes | Yes
[19 empty] | Yes | Lead | Tier 5 | Yes | Yes | Yes
[19 empty] | Yes | Lead | Tier 5 | Yes | Yes | Yes
[19 empty] | Yes | Lead | Tier 5 | Yes | Yes | Yes
[19 empty] | Yes | Lead | Tier 5 | Yes | Yes | Yes
[19 empty] | Yes | Lead | Tier 5 | Yes | Yes | Yes
[19 empty] | Yes | Lead | Tier 5 | Yes | Yes | Yes
[19 empty] | Yes | Lead | Tier 5 | Yes | Yes | Yes
[19 empty] | Yes | Lead | Tier 5 | Yes | Yes | Yes
[19 empty] | Yes | Lead | Tier 5 | Yes | Yes | Yes
[19 empty] | Yes | Lead | Tier 5 | Yes | Yes | Yes
[19 empty] | Yes | Lead | Tier 5 | Yes | Yes | Yes
[19 empty] | Yes | Lead | Tier 5 | Yes | Yes | Yes
[19 empty] | Yes | Lead | Tier 5 | Yes | Yes | Yes
[19 empty] | Yes | Lead | Tier 5 | Yes | Yes | Yes
[19 empty] | Yes | Lead | Tier 5 | Yes | Yes | Yes
[19 empty] | Yes | Lead | Tier 5 | Yes | Yes | Yes
[19 empty] | Yes | Lead | Tier 5 | Yes | Yes | Yes
[19 empty] | Yes | Lead | Tier 5 | Yes | Yes | Yes
[19 empty] | Yes | Lead | Tier 5 | Yes | Yes | Yes
[19 empty] | Yes | Lead | Tier 5 | Yes | Yes | Yes
[19 empty] | Yes | Lead | Tier 5 | Yes | Yes | Yes
[19 empty] | Yes | Lead | Tier 5 | Yes | Yes | Yes
[19 empty] | Yes | Lead | Tier 5 | Yes | Yes | Yes
[19 empty] | Yes | Lead | Tier 5 | Yes | Yes | Yes
[19 empty] | Yes | Lead | Tier 5 | Yes | Yes | Yes
[19 empty] | Yes | Lead | Tier 5 | Yes | Yes | Yes
[19 empty] | Yes | Lead | Tier 5 | Yes | Yes | Yes
[19 empty] | Yes | Lead | Tier 5 | Yes | Yes | Yes
[19 empty] | Yes | Lead | Tier 5 | Yes | Yes | Yes
[19 empty] | Yes | Lead | Tier 5 | Yes | Yes | Yes
[19 empty] | Yes | Lead | Tier 5 | Yes | Yes | Yes
[19 empty] | Yes | Lead | Tier 5 | Yes | Yes | Yes
[19 empty] | Yes | Lead | Tier 5 | Yes | Yes | Yes
[19 empty] | Yes | Lead | Tier 5 | Yes | Yes | Yes
[19 empty] | Yes | Lead | Tier 5 | Yes | Yes | Yes
[19 empty] | Yes | Lead | Tier 5 | Yes | Yes | Yes
[19 empty] | Yes | Lead | Tier 5 | Yes | Yes | Yes
[19 empty] | Yes | Lead | Tier 5 | Yes | Yes | Yes
[19 empty] | Yes | Lead | Tier 5 | Yes | Yes | Yes
[19 empty] | Yes | Lead | Tier 5 | Yes | Yes | Yes
[19 empty] | Yes | Lead | Tier 5 | Yes | Yes | Yes
[19 empty] | Yes | Lead | Tier 5 | Yes | Yes | Yes
[19 empty] | Yes | Lead | Tier 5 | Yes | Yes | Yes
[19 empty] | Yes | Lead | Tier 5 | Yes | Yes | Yes
[19 empty] | Yes | Lead | Tier 5 | Yes | Yes | Yes
[19 empty] | Yes | Lead | Tier 5 | Yes | Yes | Yes
[19 empty] | Yes | Lead | Tier 5 | Yes | Yes | Yes
[19 empty] | Yes | Lead | Tier 5 | Yes | Yes | Yes
[19 empty] | Yes | Lead | Tier 5 | Yes | Yes | Yes
[19 empty] | Yes | Lead | Tier 5 | Yes | Yes | Yes
[19 empty] | Yes | Lead | Tier 5 | Yes | Yes | Yes
[19 empty] | Yes | Lead | Tier 5 | Yes | Yes | Yes
[19 empty] | Yes | Lead | Tier 5 | Yes | Yes | Yes
[19 empty] | Yes | Lead | Tier 5 | Yes | Yes | Yes
[19 empty] | Yes | Lead | Tier 5 | Yes | Yes | Yes
[19 empty] | Yes | Lead | Tier 5 | Yes | Yes | Yes
[19 empty] | Yes | Lead | Tier 5 | Yes | Yes | Yes
[19 empty] | Yes | Lead | Tier 5 | Yes | Yes | Yes
[19 empty] | Yes | Lead | Tier 5 | Yes | Yes | Yes
[19 empty] | Yes | Lead | Tier 5 | Yes | Yes | Yes
[19 empty] | Yes | Lead | Tier 5 | Yes | Yes | Yes
[19 empty] | Yes | Lead | Tier 5 | Yes | Yes | Yes
[19 empty] | Yes | Lead | Tier 5 | Yes | Yes | Yes
[19 empty] | Yes | Lead | Tier 5 | Yes | Yes | Yes
[19 empty] | Yes | Lead | Tier 5 | Yes | Yes | Yes
[19 empty] | Yes | Lead | Tier 5 | Yes | Yes | Yes
[19 empty] | Yes | Lead | Tier 5 | Yes | Yes | Yes
[19 empty] | Yes | Lead | Tier 5 | Yes | Yes | Yes
[19 empty] | Yes | Lead | Tier 5 | Yes | Yes | Yes
[19 empty] | Yes | Lead | Tier 5 | Yes | Yes | Yes
[19 empty] | Yes | Lead | Tier 5 | Yes | Yes | Yes
[19 empty] | Yes | Lead | Tier 5 | Yes | Yes | Yes
[19 empty] | Yes | Lead | Tier 5 | Yes | Yes | Yes
[19 empty] | Yes | Lead | Tier 5 | Yes | Yes | Yes
[19 empty] | Yes | Lead | Tier 5 | Yes | Yes | Yes
[19 empty] | Yes | Lead | Tier 5 | Yes | Yes | Yes
[19 empty] | Yes | Lead | Tier 5 | Yes | Yes | Yes
[19 empty] | Yes | Lead | Tier 5 | Yes | Yes | Yes
[19 empty] | Yes | Lead | Tier 5 | Yes | Yes | Yes
[19 empty] | Yes | Lead | Tier 5 | Yes | Yes | Yes
[19 empty] | Yes | Lead | Tier 5 | Yes | Yes | Yes
[19 empty] | Yes | Lead | Tier 5 | Yes | Yes | Yes
[19 empty] | Yes | Lead | Tier 5 | Yes | Yes | Yes
[19 empty] | Yes | Lead | Tier 5 | Yes | Yes | Yes
[19 empty] | Yes | Lead | Tier 5 | Yes | Yes | Yes
[19 empty] | Yes | Lead | Tier 5 | Yes | Yes | Yes
[19 empty] | Yes | Lead | Tier 5 | Yes | Yes | Yes
[19 empty] | Yes | Lead | Tier 5 | Yes | Yes | Yes
[19 empty] | Yes | Lead | Tier 5 | Yes | Yes | Yes
[19 empty] | Yes | Lead | Tier 5 | Yes | Yes | Yes
[19 empty] | Yes | Lead | Tier 5 | Yes | Yes | Yes
[19 empty] | Yes | Lead | Tier 5 | Yes | Yes | Yes
[19 empty] | Yes | Lead | Tier 5 | Yes | Yes | Yes
[19 empty] | Yes | Lead | Tier 5 | Yes | Yes | Yes
[19 empty] | Yes | Lead | Tier 5 | Yes | Yes | Yes
[19 empty] | Yes | Lead | Tier 5 | Yes | Yes | Yes
[19 empty] | Yes | Lead | Tier 5 | Yes | Yes | Yes
[19 empty] | Yes | Lead | Tier 5 | Yes | Yes | Yes
[19 empty] | Yes | Lead | Tier 5 | Yes | Yes | Yes
[19 empty] | Yes | Lead | Tier 5 | Yes | Yes | Yes
[19 empty] | Yes | Lead | Tier 5 | Yes | Yes | Yes
[19 empty] | Yes | Lead | Tier 5 | Yes | Yes | Yes
[19 empty] | Yes | Lead | Tier 5 | Yes | Yes | Yes
[19 empty] | Yes | Lead | Tier 5 | Yes | Yes | Yes
[19 empty] | Yes | Lead | Tier 5 | Yes | Yes | Yes
[19 empty] | Yes | Lead | Tier 5 | Yes | Yes | Yes
[19 empty] | Yes | Lead | Tier 5 | Yes | Yes | Yes
[19 empty] | Yes | Lead | Tier 5 | Yes | Yes | Yes
[19 empty] | Yes | Lead | Tier 5 | Yes | Yes | Yes
[19 empty] | Yes | Lead | Tier 5 | Yes | Yes | Yes
[19 empty] | Yes | Lead | Tier 5 | Yes | Yes | Yes
[19 empty] | Yes | Lead | Tier 5 | Yes | Yes | Yes
[19 empty] | Yes | Lead | Tier 5 | Yes | Yes | Yes
[19 empty] | Yes | Lead | Tier 5 | Yes | Yes | Yes
[19 empty] | Yes | Lead | Tier 5 | Yes | Yes | Yes
[19 empty] | Yes | Lead | Tier 5 | Yes | Yes | Yes
[19 empty] | Yes | Lead | Tier 5 | Yes | Yes | Yes
[19 empty] | Yes | Lead | Tier 5 | Yes | Yes | Yes
[19 empty] | Yes | Lead | Tier 5 | Yes | Yes | Yes
[19 empty] | Yes | Lead | Tier 5 | Yes | Yes | Yes
[19 empty] | Yes | Lead | Tier 5 | Yes | Yes | Yes
[19 empty] | Yes | Lead | Tier 5 | Yes | Yes | Yes
[19 empty] | Yes | Lead | Tier 5 | Yes | Yes | Yes
[19 empty] | Yes | Lead | Tier 5 | Yes | Yes | Yes
[19 empty] | Yes | Lead | Tier 5 | Yes | Yes | Yes
[19 empty] | Yes | Lead | Tier 5 | Yes | Yes | Yes
[19 empty] | Yes | Lead | Tier 5 | Yes | Yes | Yes
[19 empty] | Yes | Lead | Tier 5 | Yes | Yes | Yes
[19 empty] | Yes | Lead | Tier 5 | Yes | Yes | Yes
[19 empty] | Yes | Lead | Tier 5 | Yes | Yes | Yes
[19 empty] | Yes | Lead | Tier 5 | Yes | Yes | Yes
[19 empty] | Yes | Lead | Tier 5 | Yes | Yes | Yes
[19 empty] | Yes | Lead | Tier 5 | Yes | Yes | Yes
[19 empty] | Yes | Lead | Tier 5 | Yes | Yes | Yes
[19 empty] | Yes | Lead | Tier 5 | Yes | Yes | Yes
[19 empty] | Yes | Lead | Tier 5 | Yes | Yes | Yes
[19 empty] | Yes | Lead | Tier 5 | Yes | Yes | Yes
[19 empty] | Yes | Lead | Tier 5 | Yes | Yes | Yes
[19 empty] | Yes | Lead | Tier 5 | Yes | Yes | Yes
[19 empty] | Yes | Lead | Tier 5 | Yes | Yes | Yes
[19 empty] | Yes | Lead | Tier 5 | Yes | Yes | Yes
[19 empty] | Yes | Lead | Tier 5 | Yes | Yes | Yes
[19 empty] | Yes | Lead | Tier 5 | Yes | Yes | Yes
[19 empty] | Yes | Lead | Tier 5 | Yes | Yes | Yes
[19 empty] | Yes | Lead | Tier 5 | Yes | Yes | Yes
[19 empty] | Yes | Lead | Tier 5 | Yes | Yes | Yes
[19 empty] | Yes | Lead | Tier 5 | Yes | Yes | Yes
[19 empty] | Yes | Lead | Tier 5 | Yes | Yes | Yes
[19 empty] | Yes | Lead | Tier 5 | Yes | Yes | Yes
[19 empty] | Yes | Lead | Tier 5 | Yes | Yes | Yes
[19 empty] | Yes | Lead | Tier 5 | Yes | Yes | Yes
[19 empty] | Yes | Lead | Tier 5 | Yes | Yes | Yes
[19 empty] | Yes | Lead | Tier 5 | Yes | Yes | Yes
[19 empty] | Yes | Lead | Tier 5 | Yes | Yes | Yes
[19 empty] | Yes | Lead | Tier 5 | Yes | Yes | Yes
[19 empty] | Yes | Lead | Tier 5 | Yes | Yes | Yes
[19 empty] | Yes | Lead | Tier 5 | Yes | Yes | Yes
[19 empty] | Yes | Lead | Tier 5 | Yes | Yes | Yes
[19 empty] | Yes | Lead | Tier 5 | Yes | Yes | Yes
[19 empty] | Yes | Lead | Tier 5 | Yes | Yes | Yes
[19 empty] | Yes | Lead | Tier 5 | Yes | Yes | Yes
[19 empty] | Yes | Lead | Tier 5 | Yes | Yes | Yes
[19 empty] | Yes | Lead | Tier 5 | Yes | Yes | Yes
[19 empty] | Yes | Lead | Tier 5 | Yes | Yes | Yes
[19 empty] | Yes | Lead | Tier 5 | Yes | Yes | Yes
[19 empty] | Yes | Lead | Tier 5 | Yes | Yes | Yes
[19 empty] | Yes | Lead | Tier 5 | Yes | Yes | Yes
[19 empty] | Yes | Lead | Tier 5 | Yes | Yes | Yes
[19 empty] | Yes | Lead | Tier 5 | Yes | Yes | Yes
[19 empty] | Yes | Lead | Tier 5 | Yes | Yes | Yes
[19 empty] | Yes | Lead | Tier 5 | Yes | Yes | Yes
[19 empty] | Yes | Lead | Tier 5 | Yes | Yes | Yes
[19 empty] | Yes | Lead | Tier 5 | Yes | Yes | Yes
[19 empty] | Yes | Lead | Tier 5 | Yes | Yes | Yes
[19 empty] | Yes | Lead | Tier 5 | Yes | Yes | Yes
[19 empty] | Yes | Lead | Tier 5 | Yes | Yes | Yes
[19 empty] | Yes | Lead | Tier 5 | Yes | Yes | Yes
[19 empty] | Yes | Lead | Tier 5 | Yes | Yes | Yes
[19 empty] | Yes | Lead | Tier 5 | Yes | Yes | Yes
[19 empty] | Yes | Lead | Tier 5 | Yes | Yes | Yes
[19 empty] | Yes | Lead | Tier 5 | Yes | Yes | Yes
[19 empty] | Yes | Lead | Tier 5 | Yes | Yes | Yes
[19 empty] | Yes | Lead | Tier 5 | Yes | Yes | Yes
[19 empty] | Yes | Lead | Tier 5 | Yes | Yes | Yes
[19 empty] | Yes | Lead | Tier 5 | Yes | Yes | Yes
[19 empty] | Yes | Lead | Tier 5 | Yes | Yes | Yes
[19 empty] | Yes | Lead | Tier 5 | Yes | Yes | Yes
[19 empty] | Yes | Lead | Tier 5 | Yes | Yes | Yes
[19 empty] | Yes | Lead | Tier 5 | Yes | Yes | Yes
[19 empty] | Yes | Lead | Tier 5 | Yes | Yes | Yes
[19 empty] | Yes | Lead | Tier 5 | Yes | Yes | Yes
[19 empty] | Yes | Lead | Tier 5 | Yes | Yes | Yes
[19 empty] | Yes | Lead | Tier 5 | Yes | Yes | Yes
[19 empty] | Yes | Lead | Tier 5 | Yes | Yes | Yes
[19 empty] | Yes | Lead | Tier 5 | Yes | Yes | Yes
[19 empty] | Yes | Lead | Tier 5 | Yes | Yes | Yes
[19 empty] | Yes | Lead | Tier 5 | Yes | Yes | Yes
[19 empty] | Yes | Lead | Tier 5 | Yes | Yes | Yes
[19 empty] | Yes | Lead | Tier 5 | Yes | Yes | Yes
[19 empty] | Yes | Lead | Tier 5 | Yes | Yes | Yes
[19 empty] | Yes | Lead | Tier 5 | Yes | Yes | Yes
[19 empty] | Yes | Lead | Tier 5 | Yes | Yes | Yes
[19 empty] | Yes | Lead | Tier 5 | Yes | Yes | Yes
[19 empty] | Yes | Lead | Tier 5 | Yes | Yes | Yes
[19 empty] | Yes | Lead | Tier 5 | Yes | Yes | Yes
[19 empty] | Yes | Lead | Tier 5 | Yes | Yes | Yes
[19 empty] | Yes | Lead | Tier 5 | Yes | Yes | Yes
[19 empty] | Yes | Lead | Tier 5 | Yes | Yes | Yes
[19 empty] | Yes | Lead | Tier 5 | Yes | Yes | Yes
[19 empty] | Yes | Lead | Tier 5 | Yes | Yes | Yes
[19 empty] | Yes | Lead | Tier 5 | Yes | Yes | Yes
[19 empty] | Yes | Lead | Tier 5 | Yes | Yes | Yes
[19 empty] | Yes | Lead | Tier 5 | Yes | Yes | Yes
[19 empty] | Yes | Lead | Tier 5 | Yes | Yes | Yes
[19 empty] | Yes | Lead | Tier 5 | Yes | Yes | Yes
[19 empty] | Yes | Lead | Tier 5 | Yes | Yes | Yes
[19 empty] | Yes | Lead | Tier 5 | Yes | Yes | Yes
[19 empty] | Yes | Lead | Tier 5 | Yes | Yes | Yes
[19 empty] | Yes | Lead | Tier 5 | Yes | Yes | Yes
[19 empty] | Yes | Lead | Tier 5 | Yes | Yes | Yes
[19 empty] | Yes | Lead | Tier 5 | Yes | Yes | Yes
[19 empty] | Yes | Lead | Tier 5 | Yes | Yes | Yes
[19 empty] | Yes | Lead | Tier 5 | Yes | Yes | Yes
[19 empty] | Yes | Lead | Tier 5 | Yes | Yes | Yes
[19 empty] | Yes | Lead | Tier 5 | Yes | Yes | Yes
[19 empty] | Yes | Lead | Tier 5 | Yes | Yes | Yes
[19 empty] | Yes | Lead | Tier 5 | Yes | Yes | Yes
[19 empty] | Yes | Lead | Tier 5 | Yes | Yes | Yes
[19 empty] | Yes | Lead | Tier 5 | Yes | Yes | Yes
[19 empty] | Yes | Lead | Tier 5 | Yes | Yes | Yes
[19 empty] | Yes | Lead | Tier 5 | Yes | Yes | Yes
[19 empty] | Yes | Lead | Tier 5 | Yes | Yes | Yes
[19 empty] | Yes | Lead | Tier 5 | Yes | Yes | Yes
[19 empty] | Yes | Lead | Tier 5 | Yes | Yes | Yes
[19 empty] | Yes | Lead | Tier 5 | Yes | Yes | Yes
[19 empty] | Yes | Lead | Tier 5 | Yes | Yes | Yes
[19 empty] | Yes | Lead | Tier 5 | Yes | Yes | Yes
[19 empty] | Yes | Lead | Tier 5 | Yes | Yes | Yes
[19 empty] | Yes | Lead | Tier 5 | Yes | Yes | Yes
[19 empty] | Yes | Lead | Tier 5 | Yes | Yes | Yes
[19 empty] | Yes | Lead | Tier 5 | Yes | Yes | Yes
[19 empty] | Yes | Lead | Tier 5 | Yes | Yes | Yes
[19 empty] | Yes | Lead | Tier 5 | Yes | Yes | Yes
[19 empty] | Yes | Lead | Tier 5 | Yes | Yes | Yes
[19 empty] | Yes | Lead | Tier 5 | Yes | Yes | Yes
[19 empty] | Yes | Lead | Tier 5 | Yes | Yes | Yes
[19 empty] | Yes | Lead | Tier 5 | Yes | Yes | Yes
[19 empty] | Yes | Lead | Tier 5 | Yes | Yes | Yes
[19 empty] | Yes | Lead | Tier 5 | Yes | Yes | Yes
[19 empty] | Yes | Lead | Tier 5 | Yes | Yes | Yes
[19 empty] | Yes | Lead | Tier 5 | Yes | Yes | Yes
[19 empty] | Yes | Lead | Tier 5 | Yes | Yes | Yes
[19 empty] | Yes | Lead | Tier 5 | Yes | Yes | Yes
[19 empty] | Yes | Lead | Tier 5 | Yes | Yes | Yes
[19 empty] | Yes | Lead | Tier 5 | Yes | Yes | Yes
[19 empty] | Yes | Lead | Tier 5 | Yes | Yes | Yes
[19 empty] | Yes | Lead | Tier 5 | Yes | Yes | Yes
[19 empty] | Yes | Lead | Tier 5 | Yes | Yes | Yes
[19 empty] | Yes | Lead | Tier 5 | Yes | Yes | Yes
[19 empty] | Yes | Lead | Tier 5 | Yes | Yes | Yes
[19 empty] | Yes | Lead | Tier 5 | Yes | Yes | Yes
[19 empty] | Yes | Lead | Tier 5 | Yes | Yes | Yes
[19 empty] | Yes | Lead | Tier 5 | Yes | Yes | Yes
[19 empty] | Yes | Lead | Tier 5 | Yes | Yes | Yes
[19 empty] | Yes | Lead | Tier 5 | Yes | Yes | Yes
[19 empty] | Yes | Lead | Tier 5 | Yes | Yes | Yes
[19 empty] | Yes | Lead | Tier 5 | Yes | Yes | Yes
[19 empty] | Yes | Lead | Tier 5 | Yes | Yes | Yes
[19 empty] | Yes | Lead | Tier 5 | Yes | Yes | Yes
[19 empty] | Yes | Lead | Tier 5 | Yes | Yes | Yes
[19 empty] | Yes | Lead | Tier 5 | Yes | Yes | Yes
[19 empty] | Yes | Lead | Tier 5 | Yes | Yes | Yes
[19 empty] | Yes | Lead | Tier 5 | Yes | Yes | Yes
[19 empty] | Yes | Lead | Tier 5 | Yes | Yes | Yes
[19 empty] | Yes | Lead | Tier 5 | Yes | Yes | Yes
[19 empty] | Yes | Lead | Tier 5 | Yes | Yes | Yes
[19 empty] | Yes | Lead | Tier 5 | Yes | Yes | Yes
[19 empty] | Yes | Lead | Tier 5 | Yes | Yes | Yes
[19 empty] | Yes | Lead | Tier 5 | Yes | Yes | Yes
[19 empty] | Yes | Lead | Tier 5 | Yes | Yes | Yes
[19 empty] | Yes | Lead | Tier 5 | Yes | Yes | Yes
[19 empty] | Yes | Lead | Tier 5 | Yes | Yes | Yes
[19 empty] | Yes | Lead | Tier 5 | Yes | Yes | Yes
[19 empty] | Yes | Lead | Tier 5 | Yes | Yes | Yes
[19 empty] | Yes | Lead | Tier 5 | Yes | Yes | Yes
[19 empty] | Yes | Lead | Tier 5 | Yes | Yes | Yes
[19 empty] | Yes | Lead | Tier 5 | Yes | Yes | Yes
[19 empty] | Yes | Lead | Tier 5 | Yes | Yes | Yes
[19 empty] | Yes | Lead | Tier 5 | Yes | Yes | Yes
[19 empty] | Yes | Lead | Tier 5 | Yes | Yes | Yes
[19 empty] | Yes | Lead | Tier 5 | Yes | Yes | Yes
[19 empty] | Yes | Lead | Tier 5 | Yes | Yes | Yes
[19 empty] | Yes | Lead | Tier 5 | Yes | Yes | Yes
[19 empty] | Yes | Lead | Tier 5 | Yes | Yes | Yes
[19 empty] | Yes | Lead | Tier 5 | Yes | Yes | Yes
[19 empty] | Yes | Lead | Tier 5 | Yes | Yes | Yes
[19 empty] | Yes | Lead | Tier 5 | Yes | Yes | Yes
[19 empty] | Yes | Lead | Tier 5 | Yes | Yes | Yes
[19 empty] | Yes | Lead | Tier 5 | Yes | Yes | Yes
[19 empty] | Yes | Lead | Tier 5 | Yes | Yes | Yes
[19 empty] | Yes | Lead | Tier 5 | Yes | Yes | Yes
[19 empty] | Yes | Lead | Tier 5 | Yes | Yes | Yes
[19 empty] | Yes | Lead | Tier 5 | Yes | Yes | Yes
[19 empty] | Yes | Lead | Tier 5 | Yes | Yes | Yes
[19 empty] | Yes | Lead | Tier 5 | Yes | Yes | Yes
[19 empty] | Yes | Lead | Tier 5 | Yes | Yes | Yes
[19 empty] | Yes | Lead | Tier 5 | Yes | Yes | Yes
[19 empty] | Yes | Lead | Tier 5 | Yes | Yes | Yes
[19 empty] | Yes | Lead | Tier 5 | Yes | Yes | Yes
[19 empty] | Yes | Lead | Tier 5 | Yes | Yes | Yes
[19 empty] | Yes | Lead | Tier 5 | Yes | Yes | Yes
[19 empty] | Yes | Lead | Tier 5 | Yes | Yes | Yes
[19 empty] | Yes | Lead | Tier 5 | Yes | Yes | Yes
[19 empty] | Yes | Lead | Tier 5 | Yes | Yes | Yes
[19 empty] | Yes | Lead | Tier 5 | Yes | Yes | Yes
[19 empty] | Yes | Lead | Tier 5 | Yes | Yes | Yes
[19 empty] | Yes | Lead | Tier 5 | Yes | Yes | Yes
[19 empty] | Yes | Lead | Tier 5 | Yes | Yes | Yes
[19 empty] | Yes | Lead | Tier 5 | Yes | Yes | Yes
[19 empty] | Yes | Lead | Tier 5 | Yes | Yes | Yes
[19 empty] | Yes | Lead | Tier 5 | Yes | Yes | Yes
[19 empty] | Yes | Lead | Tier 5 | Yes | Yes | Yes
[19 empty] | Yes | Lead | Tier 5 | Yes | Yes | Yes
[19 empty] | Yes | Lead | Tier 5 | Yes | Yes | Yes
[19 empty] | Yes | Lead | Tier 5 | Yes | Yes | Yes
[19 empty] | Yes | Lead | Tier 5 | Yes | Yes | Yes
[19 empty] | Yes | Lead | Tier 5 | Yes | Yes | Yes
[19 empty] | Yes | Lead | Tier 5 | Yes | Yes | Yes
[19 empty] | Yes | Lead | Tier 5 | Yes | Yes | Yes
[19 empty] | Yes | Lead | Tier 5 | Yes | Yes | Yes
[19 empty] | Yes | Lead | Tier 5 | Yes | Yes | Yes
[19 empty] | Yes | Lead | Tier 5 | Yes | Yes | Yes
[19 empty] | Yes | Lead | Tier 5 | Yes | Yes | Yes
[19 empty] | Yes | Lead | Tier 5 | Yes | Yes | Yes
[19 empty] | Yes | Lead | Tier 5 | Yes | Yes | Yes
[19 empty] | Yes | Lead | Tier 5 | Yes | Yes | Yes
[19 empty] | Yes | Lead | Tier 5 | Yes | Yes | Yes
[19 empty] | Yes | Lead | Tier 5 | Yes | Yes | Yes
[19 empty] | Yes | Lead | Tier 5 | Yes | Yes | Yes
[19 empty] | Yes | Lead | Tier 5 | Yes | Yes | Yes
[19 empty] | Yes | Lead | Tier 5 | Yes | Yes | Yes
[19 empty] | Yes | Lead | Tier 5 | Yes | Yes | Yes
[19 empty] | Yes | Lead | Tier 5 | Yes | Yes | Yes
[19 empty] | Yes | Lead | Tier 5 | Yes | Yes | Yes
[19 empty] | Yes | Lead | Tier 5 | Yes | Yes | Yes
[19 empty] | Yes | Lead | Tier 5 | Yes | Yes | Yes
[19 empty] | Yes | Lead | Tier 5 | Yes | Yes | Yes
[19 empty] | Yes | Lead | Tier 5 | Yes | Yes | Yes
[19 empty] | Yes | Lead | Tier 5 | Yes | Yes | Yes
[19 empty] | Yes | Lead | Tier 5 | Yes | Yes | Yes
[19 empty] | Yes | Lead | Tier 5 | Yes | Yes | Yes
[19 empty] | Yes | Lead | Tier 5 | Yes | Yes | Yes
[19 empty] | Yes | Lead | Tier 5 | Yes | Yes | Yes
[19 empty] | Yes | Lead | Tier 5 | Yes | Yes | Yes
[19 empty] | Yes | Lead | Tier 5 | Yes | Yes | Yes
[19 empty] | Yes | Lead | Tier 5 | Yes | Yes | Yes
[19 empty] | Yes | Lead | Tier 5 | Yes | Yes | Yes
[19 empty] | Yes | Lead | Tier 5 | Yes | Yes | Yes
[19 empty] | Yes | Lead | Tier 5 | Yes | Yes | Yes
[19 empty] | Yes | Lead | Tier 5 | Yes | Yes | Yes
[19 empty] | Yes | Lead | Tier 5 | Yes | Yes | Yes
[19 empty] | Yes | Lead | Tier 5 | Yes | Yes | Yes
[19 empty] | Yes | Lead | Tier 5 | Yes | Yes | Yes
[19 empty] | Yes | Lead | Tier 5 | Yes | Yes | Yes
[19 empty] | Yes | Lead | Tier 5 | Yes | Yes | Yes
[19 empty] | Yes | Lead | Tier 5 | Yes | Yes | Yes
[19 empty] | Yes | Lead | Tier 5 | Yes | Yes | Yes
[19 empty] | Yes | Lead | Tier 5 | Yes | Yes | Yes
[19 empty] | Yes | Lead | Tier 5 | Yes | Yes | Yes
[19 empty] | Yes | Lead | Tier 5 | Yes | Yes | Yes
[19 empty] | Yes | Lead | Tier 5 | Yes | Yes | Yes
[19 empty] | Yes | Lead | Tier 5 | Yes | Yes | Yes
[19 empty] | Yes | Lead | Tier 5 | Yes | Yes | Yes
[19 empty] | Yes | Lead | Tier 5 | Yes | Yes | Yes
[19 empty] | Yes | Lead | Tier 5 | Yes | Yes | Yes
[19 empty] | Yes | Lead | Tier 5 | Yes | Yes | Yes
[19 empty] | Yes | Lead | Tier 5 | Yes | Yes | Yes
[19 empty] | Yes | Lead | Tier 5 | Yes | Yes | Yes
[19 empty] | Yes | Lead | Tier 5 | Yes | Yes | Yes
[19 empty] | Yes | Lead | Tier 5 | Yes | Yes | Yes
[19 empty] | Yes | Lead | Tier 5 | Yes | Yes | Yes
[19 empty] | Yes | Lead | Tier 5 | Yes | Yes | Yes
[19 empty] | Yes | Lead | Tier 5 | Yes | Yes | Yes
[19 empty] | Yes | Lead | Tier 5 | Yes | Yes | Yes
[19 empty] | Yes | Lead | Tier 5 | Yes | Yes | Yes
[19 empty] | Yes | Lead | Tier 5 | Yes | Yes | Yes
[19 empty] | Yes | Lead | Tier 5 | Yes | Yes | Yes
[19 empty] | Yes | Lead | Tier 5 | Yes | Yes | Yes
[19 empty] | Yes | Lead | Tier 5 | Yes | Yes | Yes
[19 empty] | Yes | Lead | Tier 5 | Yes | Yes | Yes
[19 empty] | Yes | Lead | Tier 5 | Yes | Yes | Yes
[19 empty] | Yes | Lead | Tier 5 | Yes | Yes | Yes
[19 empty] | Yes | Lead | Tier 5 | Yes | Yes | Yes
[19 empty] | Yes | Lead | Tier 5 | Yes | Yes | Yes
[19 empty] | Yes | Lead | Tier 5 | Yes | Yes | Yes
[19 empty] | Yes | Lead | Tier 5 | Yes | Yes | Yes
[19 empty] | Yes | Lead | Tier 5 | Yes | Yes | Yes
[19 empty] | Yes | Lead | Tier 5 | Yes | Yes | Yes
[19 empty] | Yes | Lead | Tier 5 | Yes | Yes | Yes
[19 empty] | Yes | Lead | Tier 5 | Yes | Yes | Yes
[19 empty] | Yes | Lead | Tier 5 | Yes | Yes | Yes
[19 empty] | Yes | Lead | Tier 5 | Yes | Yes | Yes
[19 empty] | Yes | Lead | Tier 5 | Yes | Yes | Yes
[19 empty] | Yes | Lead | Tier 5 | Yes | Yes | Yes
[19 empty] | Yes | Lead | Tier 5 | Yes | Yes | Yes
[19 empty] | Yes | Lead | Tier 5 | Yes | Yes | Yes
[19 empty] | Yes | Lead | Tier 5 | Yes | Yes | Yes
[19 empty] | Yes | Lead | Tier 5 | Yes | Yes | Yes
[19 empty] | Yes | Lead | Tier 5 | Yes | Yes | Yes
[19 empty] | Yes | Lead | Tier 5 | Yes | Yes | Yes
[19 empty] | Yes | Lead | Tier 5 | Yes | Yes | Yes
[19 empty] | Yes | Lead | Tier 5 | Yes | Yes | Yes
[19 empty] | Yes | Lead | Tier 5 | Yes | Yes | Yes
[19 empty] | Yes | Lead | Tier 5 | Yes | Yes | Yes
[19 empty] | Yes | Lead | Tier 5 | Yes | Yes | Yes
[19 empty] | Yes | Lead | Tier 5 | Yes | Yes | Yes
[19 empty] | Yes | Lead | Tier 5 | Yes | Yes | Yes
[19 empty] | Yes | Lead | Tier 5 | Yes | Yes | Yes
[19 empty] | Yes | Lead | Tier 5 | Yes | Yes | Yes
[19 empty] | Yes | Lead | Tier 5 | Yes | Yes | Yes
[19 empty] | Yes | Lead | Tier 5 | Yes | Yes | Yes
[19 empty] | Yes | Lead | Tier 5 | Yes | Yes | Yes
[19 empty] | Yes | Lead | Tier 5 | Yes | Yes | Yes
[19 empty] | Yes | Lead | Tier 5 | Yes | Yes | Yes
[19 empty] | Yes | Lead | Tier 5 | Yes | Yes | Yes
[19 empty] | Yes | Lead | Tier 5 | Yes | Yes | Yes
[19 empty] | Yes | Lead | Tier 5 | Yes | Yes | Yes
[19 empty] | Yes | Lead | Tier 5 | Yes | Yes | Yes
[19 empty] | Yes | Lead | Tier 5 | Yes | Yes | Yes
[19 empty] | Yes | Lead | Tier 5 | Yes | Yes | Yes
[19 empty] | Yes | Lead | Tier 5 | Yes | Yes | Yes
[19 empty] | Yes | Lead | Tier 5 | Yes | Yes | Yes
[19 empty] | Yes | Lead | Tier 5 | Yes | Yes | Yes
[19 empty] | Yes | Lead | Tier 5 | Yes | Yes | Yes
[19 empty] | Yes | Lead | Tier 5 | Yes | Yes | Yes
[19 empty] | Yes | Lead | Tier 5 | Yes | Yes | Yes
[19 empty] | Yes | Lead | Tier 5 | Yes | Yes | Yes
[19 empty] | Yes | Lead | Tier 5 | Yes | Yes | Yes
[19 empty] | Yes | Lead | Tier 5 | Yes | Yes | Yes
[19 empty] | Yes | Lead | Tier 5 | Yes | Yes | Yes
[19 empty] | Yes | Lead | Tier 5 | Yes | Yes | Yes
[19 empty] | Yes | Lead | Tier 5 | Yes | Yes | Yes
[19 empty] | Yes | Lead | Tier 5 | Yes | Yes | Yes
[19 empty] | Yes | Lead | Tier 5 | Yes | Yes | Yes
[19 empty] | Yes | Lead | Tier 5 | Yes | Yes | Yes
[19 empty] | Yes | Lead | Tier 5 | Yes | Yes | Yes
[19 empty] | Yes | Lead | Tier 5 | Yes | Yes | Yes
[19 empty] | Yes | Lead | Tier 5 | Yes | Yes | Yes
[19 empty] | Yes | Lead | Tier 5 | Yes | Yes | Yes
[19 empty] | Yes | Lead | Tier 5 | Yes | Yes | Yes
[19 empty] | Yes | Lead | Tier 5 | Yes | Yes | Yes
[19 empty] | Yes | Lead | Tier 5 | Yes | Yes | Yes
[19 empty] | Yes | Lead | Tier 5 | Yes | Yes | Yes
[19 empty] | Yes | Lead | Tier 5 | Yes | Yes | Yes
[19 empty] | Yes | Lead | Tier 5 | Yes | Yes | Yes
[19 empty] | Yes | Lead | Tier 5 | Yes | Yes | Yes
[19 empty] | Yes | Lead | Tier 5 | Yes | Yes | Yes
[19 empty] | Yes | Lead | Tier 5 | Yes | Yes | Yes
[19 empty] | Yes | Lead | Tier 5 | Yes | Yes | Yes
[19 empty] | Yes | Lead | Tier 5 | Yes | Yes | Yes
[19 empty] | Yes | Lead | Tier 5 | Yes | Yes | Yes
[19 empty] | Yes | Lead | Tier 5 | Yes | Yes | Yes
[19 empty] | Yes | Lead | Tier 5 | Yes | Yes | Yes
[19 empty] | Yes | Lead | Tier 5 | Yes | Yes | Yes
[19 empty] | Yes | Lead | Tier 5 | Yes | Yes | Yes
[19 empty] | Yes | Lead | Tier 5 | Yes | Yes | Yes
[19 empty] | Yes | Lead | Tier 5 | Yes | Yes | Yes
[19 empty] | Yes | Lead | Tier 5 | Yes | Yes | Yes
[19 empty] | Yes | Lead | Tier 5 | Yes | Yes | Yes
[19 empty] | Yes | Lead | Tier 5 | Yes | Yes | Yes
[19 empty] | Yes | Lead | Tier 5 | Yes | Yes | Yes
[19 empty] | Yes | Lead | Tier 5 | Yes | Yes | Yes
[19 empty] | Yes | Lead | Tier 5 | Yes | Yes | Yes
[19 empty] | Yes | Lead | Tier 5 | Yes | Yes | Yes
[19 empty] | Yes | Lead | Tier 5 | Yes | Yes | Yes
[19 empty] | Yes | Lead | Tier 5 | Yes | Yes | Yes
[19 empty] | Yes | Lead | Tier 5 | Yes | Yes | Yes
[19 empty] | Yes | Lead | Tier 5 | Yes | Yes | Yes
[19 empty] | Yes | Lead | Tier 5 | Yes | Yes | Yes
[19 empty] | Yes | Lead | Tier 5 | Yes | Yes | Yes
[19 empty] | Yes | Lead | Tier 5 | Yes | Yes | Yes
[19 empty] | Yes | Lead | Tier 5 | Yes | Yes | Yes
[19 empty] | Yes | Lead | Tier 5 | Yes | Yes | Yes
[19 empty] | Yes | Lead | Tier 5 | Yes | Yes | Yes
[19 empty] | Yes | Lead | Tier 5 | Yes | Yes | Yes
[19 empty] | Yes | Lead | Tier 5 | Yes | Yes | Yes
[19 empty] | Yes | Lead | Tier 5 | Yes | Yes | Yes
[19 empty] | Yes | Lead | Tier 5 | Yes | Yes | Yes
[19 empty] | Yes | Lead | Tier 5 | Yes | Yes | Yes
[19 empty] | Yes | Lead | Tier 5 | Yes | Yes | Yes
[19 empty] | Yes | Lead | Tier 5 | Yes | Yes | Yes
[19 empty] | Yes | Lead | Tier 5 | Yes | Yes | Yes
[19 empty] | Yes | Lead | Tier 5 | Yes | Yes | Yes
[19 empty] | Yes | Lead | Tier 5 | Yes | Yes | Yes
[19 empty] | Yes | Lead | Tier 5 | Yes | Yes | Yes
[19 empty] | Yes | Lead | Tier 5 | Yes | Yes | Yes
[19 empty] | Yes | Lead | Tier 5 | Yes | Yes | Yes
[19 empty] | Yes | Lead | Tier 5 | Yes | Yes | Yes
[19 empty] | Yes | Lead | Tier 5 | Yes | Yes | Yes
[19 empty] | Yes | Lead | Tier 5 | Yes | Yes | Yes
[19 empty] | Yes | Lead | Tier 5 | Yes | Yes | Yes
[19 empty] | Yes | Lead | Tier 5 | Yes | Yes | Yes
[19 empty] | Yes | Lead | Tier 5 | Yes | Yes | Yes
[19 empty] | Yes | Lead | Tier 5 | Yes | Yes | Yes
[19 empty] | Yes | Lead | Tier 5 | Yes | Yes | Yes
[19 empty] | Yes | Lead | Tier 5 | Yes | Yes | Yes
[19 empty] | Yes | Lead | Tier 5 | Yes | Yes | Yes
[19 empty] | Yes | Lead | Tier 5 | Yes | Yes | Yes
[19 empty] | Yes | Lead | Tier 5 | Yes | Yes | Yes
[19 empty] | Yes | Lead | Tier 5 | Yes | Yes | Yes
[19 empty] | Yes | Lead | Tier 5 | Yes | Yes | Yes
[19 empty] | Yes | Lead | Tier 5 | Yes | Yes | Yes
[19 empty] | Yes | Lead | Tier 5 | Yes | Yes | Yes
[19 empty] | Yes | Lead | Tier 5 | Yes | Yes | Yes
[19 empty] | Yes | Lead | Tier 5 | Yes | Yes | Yes
[19 empty] | Yes | Lead | Tier 5 | Yes | Yes | Yes
[19 empty] | Yes | Lead | Tier 5 | Yes | Yes | Yes
[19 empty] | Yes | Lead | Tier 5 | Yes | Yes | Yes
[19 empty] | Yes | Lead | Tier 5 | Yes | Yes | Yes
[19 empty] | Yes | Lead | Tier 5 | Yes | Yes | Yes
[19 empty] | Yes | Lead | Tier 5 | Yes | Yes | Yes
[19 empty] | Yes | Lead | Tier 5 | Yes | Yes | Yes
[19 empty] | Yes | Lead | Tier 5 | Yes | Yes | Yes
[19 empty] | Yes | Lead | Tier 5 | Yes | Yes | Yes
[19 empty] | Yes | Lead | Tier 5 | Yes | Yes | Yes
[19 empty] | Yes | Lead | Tier 5 | Yes | Yes | Yes
[19 empty] | Yes | Lead | Tier 5 | Yes | Yes | Yes
[19 empty] | Yes | Lead | Tier 5 | Yes | Yes | Yes
[19 empty] | Yes | Lead | Tier 5 | Yes | Yes | Yes
[19 empty] | Yes | Lead | Tier 5 | Yes | Yes | Yes
[19 empty] | Yes | Lead | Tier 5 | Yes | Yes | Yes
[19 empty] | Yes | Lead | Tier 5 | Yes | Yes | Yes
[19 empty] | Yes | Lead | Tier 5 | Yes | Yes | Yes
[19 empty] | Yes | Lead | Tier 5 | Yes | Yes | Yes
[19 empty] | Yes | Lead | Tier 5 | Yes | Yes | Yes
[19 empty] | Yes | Lead | Tier 5 | Yes | Yes | Yes
[19 empty] | Yes | Lead | Tier 5 | Yes | Yes | Yes
[19 empty] | Yes | Lead | Tier 5 | Yes | Yes | Yes
[19 empty] | Yes | Lead | Tier 5 | Yes | Yes | Yes
[19 empty] | Yes | Lead | Tier 5 | Yes | Yes | Yes
[19 empty] | Yes | Lead | Tier 5 | Yes | Yes | Yes
[19 empty] | Yes | Lead | Tier 5 | Yes | Yes | Yes
[19 empty] | Yes | Lead | Tier 5 | Yes | Yes | Yes
[19 empty] | Yes | Lead | Tier 5 | Yes | Yes | Yes
[19 empty] | Yes | Lead | Tier 5 | Yes | Yes | Yes
[19 empty] | Yes | Lead | Tier 5 | Yes | Yes | Yes
[19 empty] | Yes | Lead | Tier 5 | Yes | Yes | Yes
[19 empty] | Yes | Lead | Tier 5 | Yes | Yes | Yes
[19 empty] | Yes | Lead | Tier 5 | Yes | Yes | Yes
[19 empty] | Yes | Lead | Tier 5 | Yes | Yes | Yes
[19 empty] | Yes | Lead | Tier 5 | Yes | Yes | Yes
[19 empty] | Yes | Lead | Tier 5 | Yes | Yes | Yes
[19 empty] | Yes | Lead | Tier 5 | Yes | Yes | Yes
[19 empty] | Yes | Lead | Tier 5 | Yes | Yes | Yes
[19 empty] | Yes | Lead | Tier 5 | Yes | Yes | Yes
[19 empty] | Yes | Lead | Tier 5 | Yes | Yes | Yes
[19 empty] | Yes | Lead | Tier 5 | Yes | Yes | Yes
[19 empty] | Yes | Lead | Tier 5 | Yes | Yes | Yes
[19 empty] | Yes | Lead | Tier 5 | Yes | Yes | Yes
[19 empty] | Yes | Lead | Tier 5 | Yes | Yes | Yes
[19 empty] | Yes | Lead | Tier 5 | Yes | Yes | Yes
[19 empty] | Yes | Lead | Tier 5 | Yes | Yes | Yes
[19 empty] | Yes | Lead | Tier 5 | Yes | Yes | Yes
[19 empty] | Yes | Lead | Tier 5 | Yes | Yes | Yes
[19 empty] | Yes | Lead | Tier 5 | Yes | Yes | Yes
[19 empty] | Yes | Lead | Tier 5 | Yes | Yes | Yes
[19 empty] | Yes | Lead | Tier 5 | Yes | Yes | Yes
[19 empty] | Yes | Lead | Tier 5 | Yes | Yes | Yes
[19 empty] | Yes | Lead | Tier 5 | Yes | Yes | Yes
[19 empty] | Yes | Lead | Tier 5 | Yes | Yes | Yes
[19 empty] | Yes | Lead | Tier 5 | Yes | Yes | Yes
[19 empty] | Yes | Lead | Tier 5 | Yes | Yes | Yes
[19 empty] | Yes | Lead | Tier 5 | Yes | Yes | Yes
[19 empty] | Yes | Lead | Tier 5 | Yes | Yes | Yes
[19 empty] | Yes | Lead | Tier 5 | Yes | Yes | Yes
[19 empty] | Yes | Lead | Tier 5 | Yes | Yes | Yes
[19 empty] | Yes | Lead | Tier 5 | Yes | Yes | Yes
[19 empty] | Yes | Lead | Tier 5 | Yes | Yes | Yes
[19 empty] | Yes | Lead | Tier 5 | Yes | Yes | Yes
[19 empty] | Yes | Lead | Tier 5 | Yes | Yes | Yes
[19 empty] | Yes | Lead | Tier 5 | Yes | Yes | Yes
[19 empty] | Yes | Lead | Tier 5 | Yes | Yes | Yes
[19 empty] | Yes | Lead | Tier 5 | Yes | Yes | Yes
[19 empty] | Yes | Lead | Tier 5 | Yes | Yes | Yes
[19 empty] | Yes | Lead | Tier 5 | Yes | Yes | Yes
[19 empty] | Yes | Lead | Tier 5 | Yes | Yes | Yes
[19 empty] | Yes | Lead | Tier 5 | Yes | Yes | Yes
[19 empty] | Yes | Lead | Tier 5 | Yes | Yes | Yes
[19 empty] | Yes | Lead | Tier 5 | Yes | Yes | Yes
[19 empty] | Yes | Lead | Tier 5 | Yes | Yes | Yes
[19 empty] | Yes | Lead | Tier 5 | Yes | Yes | Yes
[19 empty] | Yes | Lead | Tier 5 | Yes | Yes | Yes
[19 empty] | Yes | Lead | Tier 5 | Yes | Yes | Yes
[19 empty] | Yes | Lead | Tier 5 | Yes | Yes | Yes
[19 empty] | Yes | Lead | Tier 5 | Yes | Yes | Yes
[19 empty] | Yes | Lead | Tier 5 | Yes | Yes | Yes
[19 empty] | Yes | Lead | Tier 5 | Yes | Yes | Yes
[19 empty] | Yes | Lead | Tier 5 | Yes | Yes | Yes
[19 empty] | Yes | Lead | Tier 5 | Yes | Yes | Yes
[19 empty] | Yes | Lead | Tier 5 | Yes | Yes | Yes
[19 empty] | Yes | Lead | Tier 5 | Yes | Yes | Yes
[19 empty] | Yes | Lead | Tier 5 | Yes | Yes | Yes
[19 empty] | Yes | Lead | Tier 5 | Yes | Yes | Yes
[19 empty] | Yes | Lead | Tier 5 | Yes | Yes | Yes
[19 empty] | Yes | Lead | Tier 5 | Yes | Yes | Yes
[19 empty] | Yes | Lead | Tier 5 | Yes | Yes | Yes
[19 empty] | Yes | Lead | Tier 5 | Yes | Yes | Yes
[19 empty] | Yes | Lead | Tier 5 | Yes | Yes | Yes
[19 empty] | Yes | Lead | Tier 5 | Yes | Yes | Yes
[19 empty] | Yes | Lead | Tier 5 | Yes | Yes | Yes
[19 empty] | Yes | Lead | Tier 5 | Yes | Yes | Yes
[19 empty] | Yes | Lead | Tier 5 | Yes | Yes | Yes
[19 empty] | Yes | Lead | Tier 5 | Yes | Yes | Yes
[19 empty] | Yes | Lead | Tier 5 | Yes | Yes | Yes
[19 empty] | Yes | Lead | Tier 5 | Yes | Yes | Yes
[19 empty] | Yes | Lead | Tier 5 | Yes | Yes | Yes
[19 empty] | Yes | Lead | Tier 5 | Yes | Yes | Yes
[19 empty] | Yes | Lead | Tier 5 | Yes | Yes | Yes
[19 empty] | Yes | Lead | Tier 5 | Yes | Yes | Yes
[19 empty] | Yes | Lead | Tier 5 | Yes | Yes | Yes
[19 empty] | Yes | Lead | Tier 5 | Yes | Yes | Yes
[19 empty] | Yes | Lead | Tier 5 | Yes | Yes | Yes
[19 empty] | Yes | Lead | Tier 5 | Yes | Yes | Yes
[19 empty] | Yes | Lead | Tier 5 | Yes | Yes | Yes
[19 empty] | Yes | Lead | Tier 5 | Yes | Yes | Yes
[19 empty] | Yes | Lead | Tier 5 | Yes | Yes | Yes
[19 empty] | Yes | Lead | Tier 5 | Yes | Yes | Yes
[19 empty] | Yes | Lead | Tier 5 | Yes | Yes | Yes
[19 empty] | Yes | Lead | Tier 5 | Yes | Yes | Yes
[19 empty] | Yes | Lead | Tier 5 | Yes | Yes | Yes
[19 empty] | Yes | Lead | Tier 5 | Yes | Yes | Yes
[19 empty] | Yes | Lead | Tier 5 | Yes | Yes | Yes
[19 empty] | Yes | Lead | Tier 5 | Yes | Yes | Yes
[19 empty] | Yes | Lead | Tier 5 | Yes | Yes | Yes
[19 empty] | Yes | Lead | Tier 5 | Yes | Yes | Yes
[19 empty] | Yes | Lead | Tier 5 | Yes | Yes | Yes
[19 empty] | Yes | Lead | Tier 5 | Yes | Yes | Yes
[19 empty] | Yes | Lead | Tier 5 | Yes | Yes | Yes
[19 empty] | Yes | Lead | Tier 5 | Yes | Yes | Yes
[19 empty] | Yes | Lead | Tier 5 | Yes | Yes | Yes
[19 empty] | Yes | Lead | Tier 5 | Yes | Yes | Yes
[19 empty] | Yes | Lead | Tier 5 | Yes | Yes | Yes
[19 empty] | Yes | Lead | Tier 5 | Yes | Yes | Yes
[19 empty] | Yes | Lead | Tier 5 | Yes | Yes | Yes
[19 empty] | Yes | Lead | Tier 5 | Yes | Yes | Yes
[19 empty] | Yes | Lead | Tier 5 | Yes | Yes | Yes
[19 empty] | Yes | Lead | Tier 5 | Yes | Yes | Yes
[19 empty] | Yes | Lead | Tier 5 | Yes | Yes | Yes
[19 empty] | Yes | Lead | Tier 5 | Yes | Yes | Yes
[19 empty] | Yes | Lead | Tier 5 | Yes | Yes | Yes
[19 empty] | Yes | Lead | Tier 5 | Yes | Yes | Yes
[19 empty] | Yes | Lead | Tier 5 | Yes | Yes | Yes
[19 empty] | Yes | Lead | Tier 5 | Yes | Yes | Yes
[19 empty] | Yes | Lead | Tier 5 | Yes | Yes | Yes
[19 empty] | Yes | Lead | Tier 5 | Yes | Yes | Yes
[19 empty] | Yes | Lead | Tier 5 | Yes | Yes | Yes
[19 empty] | Yes | Lead | Tier 5 | Yes | Yes | Yes
[19 empty] | Yes | Lead | Tier 5 | Yes | Yes | Yes
[19 empty] | Yes | Lead | Tier 5 | Yes | Yes | Yes
[19 empty] | Yes | Lead | Tier 5 | Yes | Yes | Yes
[19 empty] | Yes | Lead | Tier 5 | Yes | Yes | Yes
[19 empty] | Yes | Lead | Tier 5 | Yes | Yes | Yes
[19 empty] | Yes | Lead | Tier 5 | Yes | Yes | Yes
[19 empty] | Yes | Lead | Tier 5 | Yes | Yes | Yes
[19 empty] | Yes | Lead | Tier 5 | Yes | Yes | Yes
[19 empty] | Yes | Lead | Tier 5 | Yes | Yes | Yes
[19 empty] | Yes | Lead | Tier 5 | Yes | Yes | Yes
[19 empty] | Yes | Lead | Tier 5 | Yes | Yes | Yes
[19 empty] | Yes | Lead | Tier 5 | Yes | Yes | Yes
[19 empty] | Yes | Lead | Tier 5 | Yes | Yes | Yes
[19 empty] | Yes | Lead | Tier 5 | Yes | Yes | Yes
[19 empty] | Yes | Lead | Tier 5 | Yes | Yes | Yes
[19 empty] | Yes | Lead | Tier 5 | Yes | Yes | Yes
[19 empty] | Yes | Lead | Tier 5 | Yes | Yes | Yes
[19 empty] | Yes | Lead | Tier 5 | Yes | Yes | Yes
[19 empty] | Yes | Lead | Tier 5 | Yes | Yes | Yes
[19 empty] | Yes | Lead | Tier 5 | Yes | Yes | Yes
[19 empty] | Yes | Lead | Tier 5 | Yes | Yes | Yes
[19 empty] | Yes | Lead | Tier 5 | Yes | Yes | Yes
[19 empty] | Yes | Lead | Tier 5 | Yes | Yes | Yes
[19 empty] | Yes | Lead | Tier 5 | Yes | Yes | Yes
[19 empty] | Yes | Lead | Tier 5 | Yes | Yes | Yes
[19 empty] | Yes | Lead | Tier 5 | Yes | Yes | Yes
[19 empty] | Yes | Lead | Tier 5 | Yes | Yes | Yes
[19 empty] | Yes | Lead | Tier 5 | Yes | Yes | Yes
[19 empty] | Yes | Lead | Tier 5 | Yes | Yes | Yes
[19 empty] | Yes | Lead | Tier 5 | Yes | Yes | Yes
[19 empty] | Yes | Lead | Tier 5 | Yes | Yes | Yes
[19 empty] | Yes | Lead | Tier 5 | Yes | Yes | Yes
[19 empty] | Yes | Lead | Tier 5 | Yes | Yes | Yes
[19 empty] | Yes | Lead | Tier 5 | Yes | Yes | Yes
[19 empty] | Yes | Lead | Tier 5 | Yes | Yes | Yes
[19 empty] | Yes | Lead | Tier 5 | Yes | Yes | Yes
[19 empty] | Yes | Lead | Tier 5 | Yes | Yes | Yes
[19 empty] | Yes | Lead | Tier 5 | Yes | Yes | Yes
[19 empty] | Yes | Lead | Tier 5 | Yes | Yes | Yes
[19 empty] | Yes | Lead | Tier 5 | Yes | Yes | Yes
[19 empty] | Yes | Lead | Tier 5 | Yes | Yes | Yes
[19 empty] | Yes | Lead | Tier 5 | Yes | Yes | Yes
[19 empty] | Yes | Lead | Tier 5 | Yes | Yes | Yes
[19 empty] | Yes | Lead | Tier 5 | Yes | Yes | Yes
[19 empty] | Yes | Lead | Tier 5 | Yes | Yes | Yes
[19 empty] | Yes | Lead | Tier 5 | Yes | Yes | Yes
[19 empty] | Yes | Lead | Tier 5 | Yes | Yes | Yes
[19 empty] | Yes | Lead | Tier 5 | Yes | Yes | Yes
[19 empty] | Yes | Lead | Tier 5 | Yes | Yes | Yes
[19 empty] | Yes | Lead | Tier 5 | Yes | Yes | Yes
[19 empty] | Yes | Lead | Tier 5 | Yes | Yes | Yes
[19 empty] | Yes | Lead | Tier 5 | Yes | Yes | Yes
[19 empty] | Yes | Lead | Tier 5 | Yes | Yes | Yes
[19 empty] | Yes | Lead | Tier 5 | Yes | Yes | Yes
[19 empty] | Yes | Lead | Tier 5 | Yes | Yes | Yes
[19 empty] | Yes | Lead | Tier 5 | Yes | Yes | Yes
[19 empty] | Yes | Lead | Tier 5 | Yes | Yes | Yes
[19 empty] | Yes | Lead | Tier 5 | Yes | Yes | Yes
[19 empty] | Yes | Lead | Tier 5 | Yes | Yes | Yes
[19 empty] | Yes | Lead | Tier 5 | Yes | Yes | Yes
[19 empty] | Yes | Lead | Tier 5 | Yes | Yes | Yes
[19 empty] | Yes | Lead | Tier 5 | Yes | Yes | Yes
[19 empty] | Yes | Lead | Tier 5 | Yes | Yes | Yes
[19 empty] | Yes | Lead | Tier 5 | Yes | Yes | Yes
[19 empty] | Yes | Lead | Tier 5 | Yes | Yes | Yes
[19 empty] | Yes | Lead | Tier 5 | Yes | Yes | Yes
[19 empty] | Yes | Lead | Tier 5 | Yes | Yes | Yes
[19 empty] | Yes | Lead | Tier 5 | Yes | Yes | Yes
[19 empty] | Yes | Lead | Tier 5 | Yes | Yes | Yes
[19 empty] | Yes | Lead | Tier 5 | Yes | Yes | Yes
[19 empty] | Yes | Lead | Tier 5 | Yes | Yes | Yes
[19 empty] | Yes | Lead | Tier 5 | Yes | Yes | Yes
[19 empty] | Yes | Lead | Tier 5 | Yes | Yes | Yes
[19 empty] | Yes | Lead | Tier 5 | Yes | Yes | Yes
[19 empty] | Yes | Lead | Tier 5 | Yes | Yes | Yes
[19 empty] | Yes | Lead | Tier 5 | Yes | Yes | Yes
[19 empty] | Yes | Lead | Tier 5 | Yes | Yes | Yes
[19 empty] | Yes | Lead | Tier 5 | Yes | Yes | Yes
[19 empty] | Yes | Lead | Tier 5 | Yes | Yes | Yes
[19 empty] | Yes | Lead | Tier 5 | Yes | Yes | Yes
[19 empty] | Yes | Lead | Tier 5 | Yes | Yes | Yes
[19 empty] | Yes | Lead | Tier 5 | Yes | Yes | Yes
[19 empty] | Yes | Lead | Tier 5 | Yes | Yes | Yes
[19 empty] | Yes | Lead | Tier 5 | Yes | Yes | Yes
[19 empty] | Yes | Lead | Tier 5 | Yes | Yes | Yes
[19 empty] | Yes | Lead | Tier 5 | Yes | Yes | Yes
[19 empty] | Yes | Lead | Tier 5 | Yes | Yes | Yes
[19 empty] | Yes | Lead | Tier 5 | Yes | Yes | Yes
[19 empty] | Yes | Lead | Tier 5 | Yes | Yes | Yes
[19 empty] | Yes | Lead | Tier 5 | Yes | Yes | Yes
[19 empty] | Yes | Lead | Tier 5 | Yes | Yes | Yes
[19 empty] | Yes | Lead | Tier 5 | Yes | Yes | Yes
[19 empty] | Yes | Lead | Tier 5 | Yes | Yes | Yes
[19 empty] | Yes | Lead | Tier 5 | Yes | Yes | Yes
[19 empty] | Yes | Lead | Tier 5 | Yes | Yes | Yes
[19 empty] | Yes | Lead | Tier 5 | Yes | Yes | Yes
[19 empty] | Yes | Lead | Tier 5 | Yes | Yes | Yes
[19 empty] | Yes | Lead | Tier 5 | Yes | Yes | Yes
[19 empty] | Yes | Lead | Tier 5 | Yes | Yes | Yes
[19 empty] | Yes | Lead | Tier 5 | Yes | Yes | Yes
[19 empty] | Yes | Lead | Tier 5 | Yes | Yes | Yes
[19 empty] | Yes | Lead | Tier 5 | Yes | Yes | Yes
[19 empty] | Yes | Lead | Tier 5 | Yes | Yes | Yes
[19 empty] | Yes | Lead | Tier 5 | Yes | Yes | Yes
[19 empty] | Yes | Lead | Tier 5 | Yes | Yes | Yes
[19 empty] | Yes | Lead | Tier 5 | Yes | Yes | Yes
[19 empty] | Yes | Lead | Tier 5 | Yes | Yes | Yes
[19 empty] | Yes | Lead | Tier 5 | Yes | Yes | Yes
[19 empty] | Yes | Lead | Tier 5 | Yes | Yes | Yes
[19 empty] | Yes | Lead | Tier 5 | Yes | Yes | Yes
[19 empty] | Yes | Lead | Tier 5 | Yes | Yes | Yes
[19 empty] | Yes | Lead | Tier 5 | Yes | Yes | Yes
[19 empty] | Yes | Lead | Tier 5 | Yes | Yes | Yes
[19 empty] | Yes | Lead | Tier 5 | Yes | Yes | Yes
[19 empty] | Yes | Lead | Tier 5 | Yes | Yes | Yes
[19 empty] | Yes | Lead | Tier 5 | Yes | Yes | Yes
[19 empty] | Yes | Lead | Tier 5 | Yes | Yes | Yes
[19 empty] | Yes | Lead | Tier 5 | Yes | Yes | Yes
[19 empty] | Yes | Lead | Tier 5 | Yes | Yes | Yes
[19 empty] | Yes | Lead | Tier 5 | Yes | Yes | Yes
[19 empty] | Yes | Lead | Tier 5 | Yes | Yes | Yes
[19 empty] | Yes | Lead | Tier 5 | Yes | Yes | Yes
[19 empty] | Yes | Lead | Tier 5 | Yes | Yes | Yes
[19 empty] | Yes | Lead | Tier 5 | Yes | Yes | Yes
[19 empty] | Yes | Lead | Tier 5 | Yes | Yes | Yes
[19 empty] | Yes | Lead | Tier 5 | Yes | Yes | Yes
[19 empty] | Yes | Lead | Tier 5 | Yes | Yes | Yes
[19 empty] | Yes | Lead | Tier 5 | Yes | Yes | Yes
[19 empty] | Yes | Lead | Tier 5 | Yes | Yes | Yes
[19 empty] | Yes | Lead | Tier 5 | Yes | Yes | Yes
[19 empty] | Yes | Lead | Tier 5 | Yes | Yes | Yes
[19 empty] | Yes | Lead | Tier 5 | Yes | Yes | Yes
[19 empty] | Yes | Lead | Tier 5 | Yes | Yes | Yes
[19 empty] | Yes | Lead | Tier 5 | Yes | Yes | Yes
[19 empty] | Yes | Lead | Tier 5 | Yes | Yes | Yes
[19 empty] | Yes | Lead | Tier 5 | Yes | Yes | Yes
[19 empty] | Yes | Lead | Tier 5 | Yes | Yes | Yes
[19 empty] | Yes | Lead | Tier 5 | Yes | Yes | Yes
[19 empty] | Yes | Lead | Tier 5 | Yes | Yes | Yes
[19 empty] | Yes | Lead | Tier 5 | Yes | Yes | Yes
[19 empty] | Yes | Lead | Tier 5 | Yes | Yes | Yes
[19 empty] | Yes | Lead | Tier 5 | Yes | Yes | Yes
[19 empty] | Yes | Lead | Tier 5 | Yes | Yes | Yes
[19 empty] | Yes | Lead | Tier 5 | Yes | Yes | Yes
[19 empty] | Yes | Lead | Tier 5 | Yes | Yes | Yes
[19 empty] | Yes | Lead | Tier 5 | Yes | Yes | Yes
[19 empty] | Yes | Lead | Tier 5 | Yes | Yes | Yes
[19 empty] | Yes | Lead | Tier 5 | Yes | Yes | Yes
[19 empty] | Yes | Lead | Tier 5 | Yes | Yes | Yes
[19 empty] | Yes | Lead | Tier 5 | Yes | Yes | Yes
[19 empty] | Yes | Lead | Tier 5 | Yes | Yes | Yes
[19 empty] | Yes | Lead | Tier 5 | Yes | Yes | Yes
[19 empty] | Yes | Lead | Tier 5 | Yes | Yes | Yes
[19 empty] | Yes | Lead | Tier 5 | Yes | Yes | Yes
[19 empty] | Yes | Lead | Tier 5 | Yes | Yes | Yes
[19 empty] | Yes | Lead | Tier 5 | Yes | Yes | Yes
[19 empty] | Yes | Lead | Tier 5 | Yes | Yes | Yes
[19 empty] | Yes | Lead | Tier 5 | Yes | Yes | Yes
[19 empty] | Yes | Lead | Tier 5 | Yes | Yes | Yes
[19 empty] | Yes | Lead | Tier 5 | Yes | Yes | Yes
[19 empty] | Yes | Lead | Tier 5 | Yes | Yes | Yes
[19 empty] | Yes | Lead | Tier 5 | Yes | Yes | Yes
[19 empty] | Yes | Lead | Tier 5 | Yes | Yes | Yes
[19 empty] | Yes | Lead | Tier 5 | Yes | Yes | Yes
[19 empty] | Yes | Lead | Tier 5 | Yes | Yes | Yes
[19 empty] | Yes | Lead | Tier 5 | Yes | Yes | Yes
[19 empty] | Yes | Lead | Tier 5 | Yes | Yes | Yes
[19 empty] | Yes | Lead | Tier 5 | Yes | Yes | Yes
[19 empty] | Yes | Lead | Tier 5 | Yes | Yes | Yes
[19 empty] | Yes | Lead | Tier 5 | Yes | Yes | Yes
[19 empty] | Yes | Lead | Tier 5 | Yes | Yes | Yes
[19 empty] | Yes | Lead | Tier 5 | Yes | Yes | Yes
[19 empty] | Yes | Lead | Tier 5 | Yes | Yes | Yes
[19 empty] | Yes | Lead | Tier 5 | Yes | Yes | Yes
[19 empty] | Yes | Lead | Tier 5 | Yes | Yes | Yes
[19 empty] | Yes | Lead | Tier 5 | Yes | Yes | Yes
[19 empty] | Yes | Lead | Tier 5 | Yes | Yes | Yes
[19 empty] | Yes | Lead | Tier 5 | Yes | Yes | Yes
[19 empty] | Yes | Lead | Tier 5 | Yes | Yes | Yes
[19 empty] | Yes | Lead | Tier 5 | Yes | Yes | Yes
[19 empty] | Yes | Lead | Tier 5 | Yes | Yes | Yes
[19 empty] | Yes | Lead | Tier 5 | Yes | Yes | Yes
[19 empty] | Yes | Lead | Tier 5 | Yes | Yes | Yes
[19 empty] | Yes | Lead | Tier 5 | Yes | Yes | Yes
[19 empty] | Yes | Lead | Tier 5 | Yes | Yes | Yes
[19 empty] | Yes | Lead | Tier 5 | Yes | Yes | Yes
[19 empty] | Yes | Lead | Tier 5 | Yes | Yes | Yes
[19 empty] | Yes | Lead | Tier 5 | Yes | Yes | Yes
[19 empty] | Yes | Lead | Tier 5 | Yes | Yes | Yes
[19 empty] | Yes | Lead | Tier 5 | Yes | Yes | Yes
[19 empty] | Yes | Lead | Tier 5 | Yes | Yes | Yes
[19 empty] | Yes | Lead | Tier 5 | Yes | Yes | Yes
[19 empty] | Yes | Lead | Tier 5 | Yes | Yes | Yes
[19 empty] | Yes | Lead | Tier 5 | Yes | Yes | Yes
[19 empty] | Yes | Lead | Tier 5 | Yes | Yes | Yes
[19 empty] | Yes | Lead | Tier 5 | Yes | Yes | Yes
[19 empty] | Yes | Lead | Tier 5 | Yes | Yes | Yes
[19 empty] | Yes | Lead | Tier 5 | Yes | Yes | Yes
[19 empty] | Yes | Lead | Tier 5 | Yes | Yes | Yes
[19 empty] | Yes | Lead | Tier 5 | Yes | Yes | Yes
[19 empty] | Yes | Lead | Tier 5 | Yes | Yes | Yes
[19 empty] | Yes | Lead | Tier 5 | Yes | Yes | Yes
[19 empty] | Yes | Lead | Tier 5 | Yes | Yes | Yes
[19 empty] | Yes | Lead | Tier 5 | Yes | Yes | Yes
[19 empty] | Yes | Lead | Tier 5 | Yes | Yes | Yes
[19 empty] | Yes | Lead | Tier 5 | Yes | Yes | Yes
[19 empty] | Yes | Lead | Tier 5 | Yes | Yes | Yes
[19 empty] | Yes | Lead | Tier 5 | Yes | Yes | Yes
[19 empty] | Yes | Lead | Tier 5 | Yes | Yes | Yes
[19 empty] | Yes | Lead | Tier 5 | Yes | Yes | Yes
[19 empty] | Yes | Lead | Tier 5 | Yes | Yes | Yes
[19 empty] | Yes | Lead | Tier 5 | Yes | Yes | Yes
[19 empty] | Yes | Lead | Tier 5 | Yes | Yes | Yes
[19 empty] | Yes | Lead | Tier 5 | Yes | Yes | Yes
[19 empty] | Yes | Lead | Tier 5 | Yes | Yes | Yes
[19 empty] | Yes | Lead | Tier 5 | Yes | Yes | Yes
[19 empty] | Yes | Lead | Tier 5 | Yes | Yes | Yes
[19 empty] | Yes | Lead | Tier 5 | Yes | Yes | Yes
[19 empty] | Yes | Lead | Tier 5 | Yes | Yes | Yes
[19 empty] | Yes | Lead | Tier 5 | Yes | Yes | Yes
[19 empty] | Yes | Lead | Tier 5 | Yes | Yes | Yes
[19 empty] | Yes | Lead | Tier 5 | Yes | Yes | Yes
[19 empty] | Yes | Lead | Tier 5 | Yes | Yes | Yes
[19 empty] | Yes | Lead | Tier 5 | Yes | Yes | Yes
[19 empty] | Yes | Lead | Tier 5 | Yes | Yes | Yes
[19 empty] | Yes | Lead | Tier 5 | Yes | Yes | Yes
[19 empty] | Yes | Lead | Tier 5 | Yes | Yes | Yes
[19 empty] | Yes | Lead | Tier 5 | Yes | Yes | Yes
[19 empty] | Yes | Lead | Tier 5 | Yes | Yes | Yes
[19 empty] | Yes | Lead | Tier 5 | Yes | Yes | Yes
[19 empty] | Yes | Lead | Tier 5 | Yes | Yes | Yes
[19 empty] | Yes | Lead | Tier 5 | Yes | Yes | Yes
[19 empty] | Yes | Lead | Tier 5 | Yes | Yes | Yes
[19 empty] | Yes | Lead | Tier 5 | Yes | Yes | Yes
[19 empty] | Yes | Lead | Tier 5 | Yes | Yes | Yes
[19 empty] | Yes | Lead | Tier 5 | Yes | Yes | Yes
[19 empty] | Yes | Lead | Tier 5 | Yes | Yes | Yes
[19 empty] | Yes | Lead | Tier 5 | Yes | Yes | Yes
[19 empty] | Yes | Lead | Tier 5 | Yes | Yes | Yes
[19 empty] | Yes | Lead | Tier 5 | Yes | Yes | Yes
[19 empty] | Yes | Lead | Tier 5 | Yes | Yes | Yes
[19 empty] | Yes | Lead | Tier 5 | Yes | Yes | Yes
[19 empty] | Yes | Lead | Tier 5 | Yes | Yes | Yes
[19 empty] | Yes | Lead | Tier 5 | Yes | Yes | Yes
[19 empty] | Yes | Lead | Tier 5 | Yes | Yes | Yes
[19 empty] | Yes | Lead | Tier 5 | Yes | Yes | Yes
[19 empty] | Yes | Lead | Tier 5 | Yes | Yes | Yes
[19 empty] | Yes | Lead | Tier 5 | Yes | Yes | Yes
[19 empty] | Yes | Lead | Tier 5 | Yes | Yes | Yes
[19 empty] | Yes | Lead | Tier 5 | Yes | Yes | Yes
[19 empty] | Yes | Lead | Tier 5 | Yes | Yes | Yes
[19 empty] | Yes | Lead | Tier 5 | Yes | Yes | Yes
[19 empty] | Yes | Lead | Tier 5 | Yes | Yes | Yes
[19 empty] | Yes | Lead | Tier 5 | Yes | Yes | Yes
[19 empty] | Yes | Lead | Tier 5 | Yes | Yes | Yes
[19 empty] | Yes | Lead | Tier 5 | Yes | Yes | Yes
[19 empty] | Yes | Lead | Tier 5 | Yes | Yes | Yes
[19 empty] | Yes | Lead | Tier 5 | Yes | Yes | Yes
[19 empty] | Yes | Lead | Tier 5 | Yes | Yes | Yes
[19 empty] | Yes | Lead | Tier 5 | Yes | Yes | Yes
[19 empty] | Yes | Lead | Tier 5 | Yes | Yes | Yes
[19 empty] | Yes | Lead | Tier 5 | Yes | Yes | Yes
[19 empty] | Yes | Lead | Tier 5 | Yes | Yes | Yes
[19 empty] | Yes | Lead | Tier 5 | Yes | Yes | Yes
[19 empty] | Yes | Lead | Tier 5 | Yes | Yes | Yes
[19 empty] | Yes | Lead | Tier 5 | Yes | Yes | Yes
[19 empty] | Yes | Lead | Tier 5 | Yes | Yes | Yes
[19 empty] | Yes | Lead | Tier 5 | Yes | Yes | Yes
[19 empty] | Yes | Lead | Tier 5 | Yes | Yes | Yes
[19 empty] | Yes | Lead | Tier 5 | Yes | Yes | Yes
[19 empty] | Yes | Lead | Tier 5 | Yes | Yes | Yes
[19 empty] | Yes | Lead | Tier 5 | Yes | Yes | Yes
[19 empty] | Yes | Lead | Tier 5 | Yes | Yes | Yes
[19 empty] | Yes | Lead | Tier 5 | Yes | Yes | Yes
[19 empty] | Yes | Lead | Tier 5 | Yes | Yes | Yes
[19 empty] | Yes | Lead | Tier 5 | Yes | Yes | Yes
[19 empty] | Yes | Lead | Tier 5 | Yes | Yes | Yes
[19 empty] | Yes | Lead | Tier 5 | Yes | Yes | Yes
[19 empty] | Yes | Lead | Tier 5 | Yes | Yes | Yes
[19 empty] | Yes | Lead | Tier 5 | Yes | Yes | Yes
[19 empty] | Yes | Lead | Tier 5 | Yes | Yes | Yes
[19 empty] | Yes | Lead | Tier 5 | Yes | Yes | Yes
[19 empty] | Yes | Lead | Tier 5 | Yes | Yes | Yes
[19 empty] | Yes | Lead | Tier 5 | Yes | Yes | Yes
[19 empty] | Yes | Lead | Tier 5 | Yes | Yes | Yes
[19 empty] | Yes | Lead | Tier 5 | Yes | Yes | Yes
[19 empty] | Yes | Lead | Tier 5 | Yes | Yes | Yes
[19 empty] | Yes | Lead | Tier 5 | Yes | Yes | Yes
[19 empty] | Yes | Lead | Tier 5 | Yes | Yes | Yes
[19 empty] | Yes | Lead | Tier 5 | Yes | Yes | Yes
[19 empty] | Yes | Lead | Tier 5 | Yes | Yes | Yes
[19 empty] | Yes | Lead | Tier 5 | Yes | Yes | Yes
[19 empty] | Yes | Lead | Tier 5 | Yes | Yes | Yes
[19 empty] | Yes | Lead | Tier 5 | Yes | Yes | Yes
[19 empty] | Yes | Lead | Tier 5 | Yes | Yes | Yes
[19 empty] | Yes | Lead | Tier 5 | Yes | Yes | Yes
[19 empty] | Yes | Lead | Tier 5 | Yes | Yes | Yes
[19 empty] | Yes | Lead | Tier 5 | Yes | Yes | Yes
[19 empty] | Yes | Lead | Tier 5 | Yes | Yes | Yes
[19 empty] | Yes | Lead | Tier 5 | Yes | Yes | Yes
[19 empty] | Yes | Lead | Tier 5 | Yes | Yes | Yes
[19 empty] | Yes | Lead | Tier 5 | Yes | Yes | Yes
[19 empty] | Yes | Lead | Tier 5 | Yes | Yes | Yes
[19 empty] | Yes | Lead | Tier 5 | Yes | Yes | Yes
[19 empty] | Yes | Lead | Tier 5 | Yes | Yes | Yes
[19 empty] | Yes | Lead | Tier 5 | Yes | Yes | Yes
[19 empty] | Yes | Lead | Tier 5 | Yes | Yes | Yes
[19 empty] | Yes | Lead | Tier 5 | Yes | Yes | Yes
[19 empty] | Yes | Lead | Tier 5 | Yes | Yes | Yes
[19 empty] | Yes | Lead | Tier 5 | Yes | Yes | Yes
[19 empty] | Yes | Lead | Tier 5 | Yes | Yes | Yes
[19 empty] | Yes | Lead | Tier 5 | Yes | Yes | Yes
[19 empty] | Yes | Lead | Tier 5 | Yes | Yes | Yes
[19 empty] | Yes | Lead | Tier 5 | Yes | Yes | Yes
[19 empty] | Yes | Lead | Tier 5 | Yes | Yes | Yes
[19 empty] | Yes | Lead | Tier 5 | Yes | Yes | Yes
[19 empty] | Yes | Lead | Tier 5 | Yes | Yes | Yes
[19 empty] | Yes | Lead | Tier 5 | Yes | Yes | Yes
[19 empty] | Yes | Lead | Tier 5 | Yes | Yes | Yes
[19 empty] | Yes | Lead | Tier 5 | Yes | Yes | Yes
[19 empty] | Yes | Lead | Tier 5 | Yes | Yes | Yes
[19 empty] | Yes | Lead | Tier 5 | Yes | Yes | Yes
[19 empty] | Yes | Lead | Tier 5 | Yes | Yes | Yes
[19 empty] | Yes | Lead | Tier 5 | Yes | Yes | Yes
[19 empty] | Yes | Lead | Tier 5 | Yes | Yes | Yes
[19 empty] | Yes | Lead | Tier 5 | Yes | Yes | Yes
[19 empty] | Yes | Lead | Tier 5 | Yes | Yes | Yes
[19 empty] | Yes | Lead | Tier 5 | Yes | Yes | Yes
[19 empty] | Yes | Lead | Tier 5 | Yes | Yes | Yes
[19 empty] | Yes | Lead | Tier 5 | Yes | Yes | Yes
[19 empty] | Yes | Lead | Tier 5 | Yes | Yes | Yes
[19 empty] | Yes | Lead | Tier 5 | Yes | Yes | Yes
[19 empty] | Yes | Lead | Tier 5 | Yes | Yes | Yes
[19 empty] | Yes | Lead | Tier 5 | Yes | Yes | Yes
[19 empty] | Yes | Lead | Tier 5 | Yes | Yes | Yes
[19 empty] | Yes | Lead | Tier 5 | Yes | Yes | Yes
[19 empty] | Yes | Lead | Tier 5 | Yes | Yes | Yes
[19 empty] | Yes | Lead | Tier 5 | Yes | Yes | Yes
[19 empty] | Yes | Lead | Tier 5 | Yes | Yes | Yes
[19 empty] | Yes | Lead | Tier 5 | Yes | Yes | Yes
[19 empty] | Yes | Lead | Tier 5 | Yes | Yes | Yes
[19 empty] | Yes | Lead | Tier 5 | Yes | Yes | Yes
[19 empty] | Yes | Lead | Tier 5 | Yes | Yes | Yes
[19 empty] | Yes | Lead | Tier 5 | Yes | Yes | Yes
[19 empty] | Yes | Lead | Tier 5 | Yes | Yes | Yes
[19 empty] | Yes | Lead | Tier 5 | Yes | Yes | Yes
[19 empty] | Yes | Lead | Tier 5 | Yes | Yes | Yes
[19 empty] | Yes | Lead | Tier 5 | Yes | Yes | Yes
[19 empty] | Yes | Lead | Tier 5 | Yes | Yes | Yes
[19 empty] | Yes | Lead | Tier 5 | Yes | Yes | Yes
[19 empty] | Yes | Lead | Tier 5 | Yes | Yes | Yes
[19 empty] | Yes | Lead | Tier 5 | Yes | Yes | Yes
[19 empty] | Yes | Lead | Tier 5 | Yes | Yes | Yes
[19 empty] | Yes | Lead | Tier 5 | Yes | Yes | Yes
[19 empty] | Yes | Lead | Tier 5 | Yes | Yes | Yes
[19 empty] | Yes | Lead | Tier 5 | Yes | Yes | Yes
[19 empty] | Yes | Lead | Tier 5 | Yes | Yes | Yes
[19 empty] | Yes | Lead | Tier 5 | Yes | Yes | Yes
[19 empty] | Yes | Lead | Tier 5 | Yes | Yes | Yes
[19 empty] | Yes | Lead | Tier 5 | Yes | Yes | Yes
[19 empty] | Yes | Lead | Tier 5 | Yes | Yes | Yes
[19 empty] | Yes | Lead | Tier 5 | Yes | Yes | Yes
[19 empty] | Yes | Lead | Tier 5 | Yes | Yes | Yes
[19 empty] | Yes | Lead | Tier 5 | Yes | Yes | Yes
[19 empty] | Yes | Lead | Tier 5 | Yes | Yes | Yes
[19 empty] | Yes | Lead | Tier 5 | Yes | Yes | Yes
[19 empty] | Yes | Lead | Tier 5 | Yes | Yes | Yes
[19 empty] | Yes | Lead | Tier 5 | Yes | Yes | Yes
[19 empty] | Yes | Lead | Tier 5 | Yes | Yes | Yes
[19 empty] | Yes | Lead | Tier 5 | Yes | Yes | Yes
[19 empty] | Yes | Lead | Tier 5 | Yes | Yes | Yes
[19 empty] | Yes | Lead | Tier 5 | Yes | Yes | Yes
[19 empty] | Yes | Lead | Tier 5 | Yes | Yes | Yes
[19 empty] | Yes | Lead | Tier 5 | Yes | Yes | Yes
[19 empty] | Yes | Lead | Tier 5 | Yes | Yes | Yes
[19 empty] | Yes | Lead | Tier 5 | Yes | Yes | Yes
[19 empty] | Yes | Lead | Tier 5 | Yes | Yes | Yes
[19 empty] | Yes | Lead | Tier 5 | Yes | Yes | Yes
[19 empty] | Yes | Lead | Tier 5 | Yes | Yes | Yes
[19 empty] | Yes | Lead | Tier 5 | Yes | Yes | Yes
[19 empty] | Yes | Lead | Tier 5 | Yes | Yes | Yes
[19 empty] | Yes | Lead | Tier 5 | Yes | Yes | Yes
[19 empty] | Yes | Lead | Tier 5 | Yes | Yes | Yes
[19 empty] | Yes | Lead | Tier 5 | Yes | Yes | Yes
[19 empty] | Yes | Lead | Tier 5 | Yes | Yes | Yes
[19 empty] | Yes | Lead | Tier 5 | Yes | Yes | Yes
[19 empty] | Yes | Lead | Tier 5 | Yes | Yes | Yes
[19 empty] | Yes | Lead | Tier 5 | Yes | Yes | Yes
[19 empty] | Yes | Lead | Tier 5 | Yes | Yes | Yes
[19 empty] | Yes | Lead | Tier 5 | Yes | Yes | Yes
[19 empty] | Yes | Lead | Tier 5 | Yes | Yes | Yes
[19 empty] | Yes | Lead | Tier 5 | Yes | Yes | Yes
[19 empty] | Yes | Lead | Tier 5 | Yes | Yes | Yes
[19 empty] | Yes | Lead | Tier 5 | Yes | Yes | Yes
[19 empty] | Yes | Lead | Tier 5 | Yes | Yes | Yes
[19 empty] | Yes | Lead | Tier 5 | Yes | Yes | Yes
[19 empty] | Yes | Lead | Tier 5 | Yes | Yes | Yes
[19 empty] | Yes | Lead | Tier 5 | Yes | Yes | Yes
[19 empty] | Yes | Lead | Tier 5 | Yes | Yes | Yes
[19 empty] | Yes | Lead | Tier 5 | Yes | Yes | Yes
[19 empty] | Yes | Lead | Tier 5 | Yes | Yes | Yes
[19 empty] | Yes | Lead | Tier 5 | Yes | Yes | Yes
[19 empty] | Yes | Lead | Tier 5 | Yes | Yes | Yes
[19 empty] | Yes | Lead | Tier 5 | Yes | Yes | Yes
[19 empty] | Yes | Lead | Tier 5 | Yes | Yes | Yes
[19 empty] | Yes | Lead | Tier 5 | Yes | Yes | Yes
[19 empty] | Yes | Lead | Tier 5 | Yes | Yes | Yes
[19 empty] | Yes | Lead | Tier 5 | Yes | Yes | Yes
[19 empty] | Yes | Lead | Tier 5 | Yes | Yes | Yes
[19 empty] | Yes | Lead | Tier 5 | Yes | Yes | Yes
[19 empty] | Yes | Lead | Tier 5 | Yes | Yes | Yes
[19 empty] | Yes | Lead | Tier 5 | Yes | Yes | Yes
[19 empty] | Yes | Lead | Tier 5 | Yes | Yes | Yes
[19 empty] | Yes | Lead | Tier 5 | Yes | Yes | Yes
[19 empty] | Yes | Lead | Tier 5 | Yes | Yes | Yes
[19 empty] | Yes | Lead | Tier 5 | Yes | Yes | Yes
[19 empty] | Yes | Lead | Tier 5 | Yes | Yes | Yes
[19 empty] | Yes | Lead | Tier 5 | Yes | Yes | Yes
[19 empty] | Yes | Lead | Tier 5 | Yes | Yes | Yes
[19 empty] | Yes | Lead | Tier 5 | Yes | Yes | Yes
[19 empty] | Yes | Lead | Tier 5 | Yes | Yes | Yes
[19 empty] | Yes | Lead | Tier 5 | Yes | Yes | Yes
[19 empty] | Yes | Lead | Tier 5 | Yes | Yes | Yes
[19 empty] | Yes | Lead | Tier 5 | Yes | Yes | Yes
[19 empty] | Yes | Lead | Tier 5 | Yes | Yes | Yes
[19 empty] | Yes | Lead | Tier 5 | Yes | Yes | Yes
[19 empty] | Yes | Lead | Tier 5 | Yes | Yes | Yes
[19 empty] | Yes | Lead | Tier 5 | Yes | Yes | Yes
[19 empty] | Yes | Lead | Tier 5 | Yes | Yes | Yes
[19 empty] | Yes | Lead | Tier 5 | Yes | Yes | Yes
[19 empty] | Yes | Lead | Tier 5 | Yes | Yes | Yes
[19 empty] | Yes | Lead | Tier 5 | Yes | Yes | Yes
[19 empty] | Yes | Lead | Tier 5 | Yes | Yes | Yes
[19 empty] | Yes | Lead | Tier 5 | Yes | Yes | Yes
[19 empty] | Yes | Lead | Tier 5 | Yes | Yes | Yes
[19 empty] | Yes | Lead | Tier 5 | Yes | Yes | Yes
[19 empty] | Yes | Lead | Tier 5 | Yes | Yes | Yes
[19 empty] | Yes | Lead | Tier 5 | Yes | Yes | Yes
[19 empty] | Yes | Lead | Tier 5 | Yes | Yes | Yes
[19 empty] | Yes | Lead | Tier 5 | Yes | Yes | Yes
[19 empty] | Yes | Lead | Tier 5 | Yes | Yes | Yes
[19 empty] | Yes | Lead | Tier 5 | Yes | Yes | Yes
[19 empty] | Yes | Lead | Tier 5 | Yes | Yes | Yes
[19 empty] | Yes | Lead | Tier 5 | Yes | Yes | Yes
[19 empty] | Yes | Lead | Tier 5 | Yes | Yes | Yes
[19 empty] | Yes | Lead | Tier 5 | Yes | Yes | Yes
[19 empty] | Yes | Lead | Tier 5 | Yes | Yes | Yes
[19 empty] | Yes | Lead | Tier 5 | Yes | Yes | Yes
[19 empty] | Yes | Lead | Tier 5 | Yes | Yes | Yes
[19 empty] | Yes | Lead | Tier 5 | Yes | Yes | Yes
[19 empty] | Yes | Lead | Tier 5 | Yes | Yes | Yes
[19 empty] | Yes | Lead | Tier 5 | Yes | Yes | Yes
[19 empty] | Yes | Lead | Tier 5 | Yes | Yes | Yes
[19 empty] | Yes | Lead | Tier 5 | Yes | Yes | Yes
[19 empty] | Yes | Lead | Tier 5 | Yes | Yes | Yes
[19 empty] | Yes | Lead | Tier 5 | Yes | Yes | Yes
[19 empty] | Yes | Lead | Tier 5 | Yes | Yes | Yes
[19 empty] | Yes | Lead | Tier 5 | Yes | Yes | Yes
[19 empty] | Yes | Lead | Tier 5 | Yes | Yes | Yes
[19 empty] | Yes | Lead | Tier 5 | Yes | Yes | Yes
[19 empty] | Yes | Lead | Tier 5 | Yes | Yes | Yes
[19 empty] | Yes | Lead | Tier 5 | Yes | Yes | Yes
[19 empty] | Yes | Lead | Tier 5 | Yes | Yes | Yes
[19 empty] | Yes | Lead | Tier 5 | Yes | Yes | Yes
[19 empty] | Yes | Lead | Tier 5 | Yes | Yes | Yes
[19 empty] | Yes | Lead | Tier 5 | Yes | Yes | Yes
[19 empty] | Yes | Lead | Tier 5 | Yes | Yes | Yes
[19 empty] | Yes | Lead | Tier 5 | Yes | Yes | Yes
[19 empty] | Yes | Lead | Tier 5 | Yes | Yes | Yes
[19 empty] | Yes | Lead | Tier 5 | Yes | Yes | Yes
[19 empty] | Yes | Lead | Tier 5 | Yes | Yes | Yes
[19 empty] | Yes | Lead | Tier 5 | Yes | Yes | Yes
[19 empty] | Yes | Lead | Tier 5 | Yes | Yes | Yes
[19 empty] | Yes | Lead | Tier 5 | Yes | Yes | Yes
[19 empty] | Yes | Lead | Tier 5 | Yes | Yes | Yes
[19 empty] | Yes | Lead | Tier 5 | Yes | Yes | Yes
[19 empty] | Yes | Lead | Tier 5 | Yes | Yes | Yes
[19 empty] | Yes | Lead | Tier 5 | Yes | Yes | Yes
[19 empty] | Yes | Lead | Tier 5 | Yes | Yes | Yes
[19 empty] | Yes | Lead | Tier 5 | Yes | Yes | Yes
[19 empty] | Yes | Lead | Tier 5 | Yes | Yes | Yes
[19 empty] | Yes | Lead | Tier 5 | Yes | Yes | Yes
[19 empty] | Yes | Lead | Tier 5 | Yes | Yes | Yes
[19 empty] | Yes | Lead | Tier 5 | Yes | Yes | Yes
[19 empty] | Yes | Lead | Tier 5 | Yes | Yes | Yes
[19 empty] | Yes | Lead | Tier 5 | Yes | Yes | Yes
[19 empty] | Yes | Lead | Tier 5 | Yes | Yes | Yes
[19 empty] | Yes | Lead | Tier 5 | Yes | Yes | Yes
[19 empty] | Yes | Lead | Tier 5 | Yes | Yes | Yes
[19 empty] | Yes | Lead | Tier 5 | Yes | Yes | Yes
[19 empty] | Yes | Lead | Tier 5 | Yes | Yes | Yes
[19 empty] | Yes | Lead | Tier 5 | Yes | Yes | Yes
[19 empty] | Yes | Lead | Tier 5 | Yes | Yes | Yes
[19 empty] | Yes | Lead | Tier 5 | Yes | Yes | Yes
[19 empty] | Yes | Lead | Tier 5 | Yes | Yes | Yes
[19 empty] | Yes | Lead | Tier 5 | Yes | Yes | Yes
[19 empty] | Yes | Lead | Tier 5 | Yes | Yes | Yes
[19 empty] | Yes | Lead | Tier 5 | Yes | Yes | Yes
[19 empty] | Yes | Lead | Tier 5 | Yes | Yes | Yes
[19 empty] | Yes | Lead | Tier 5 | Yes | Yes | Yes
[19 empty] | Yes | Lead | Tier 5 | Yes | Yes | Yes
[19 empty] | Yes | Lead | Tier 5 | Yes | Yes | Yes
[19 empty] | Yes | Lead | Tier 5 | Yes | Yes | Yes
[19 empty] | Yes | Lead | Tier 5 | Yes | Yes | Yes
[19 empty] | Yes | Lead | Tier 5 | Yes | Yes | Yes
[19 empty] | Yes | Lead | Tier 5 | Yes | Yes | Yes
[19 empty] | Yes | Lead | Tier 5 | Yes | Yes | Yes
[19 empty] | Yes | Lead | Tier 5 | Yes | Yes | Yes
[19 empty] | Yes | Lead | Tier 5 | Yes | Yes | Yes
[19 empty] | Yes | Lead | Tier 5 | Yes | Yes | Yes
[19 empty] | Yes | Lead | Tier 5 | Yes | Yes | Yes
[19 empty] | Yes | Lead | Tier 5 | Yes | Yes | Yes
[19 empty] | Yes | Lead | Tier 5 | Yes | Yes | Yes
[19 empty] | Yes | Lead | Tier 5 | Yes | Yes | Yes
[19 empty] | Yes | Lead | Tier 5 | Yes | Yes | Yes
[19 empty] | Yes | Lead | Tier 5 | Yes | Yes | Yes
[19 empty] | Yes | Lead | Tier 5 | Yes | Yes | Yes
[19 empty] | Yes | Lead | Tier 5 | Yes | Yes | Yes
[19 empty] | Yes | Lead | Tier 5 | Yes | Yes | Yes
[19 empty] | Yes | Lead | Tier 5 | Yes | Yes | Yes
[19 empty] | Yes | Lead | Tier 5 | Yes | Yes | Yes
[19 empty] | Yes | Lead | Tier 5 | Yes | Yes | Yes
[19 empty] | Yes | Lead | Tier 5 | Yes | Yes | Yes
[19 empty] | Yes | Lead | Tier 5 | Yes | Yes | Yes
[19 empty] | Yes | Lead | Tier 5 | Yes | Yes | Yes
[19 empty] | Yes | Lead | Tier 5 | Yes | Yes | Yes
[19 empty] | Yes | Lead | Tier 5 | Yes | Yes | Yes
[19 empty] | Yes | Lead | Tier 5 | Yes | Yes | Yes
[19 empty] | Yes | Lead | Tier 5 | Yes | Yes | Yes
[19 empty] | Yes | Lead | Tier 5 | Yes | Yes | Yes
[19 empty] | Yes | Lead | Tier 5 | Yes | Yes | Yes
[19 empty] | Yes | Lead | Tier 5 | Yes | Yes | Yes
[19 empty] | Yes | Lead | Tier 5 | Yes | Yes | Yes
[19 empty] | Yes | Lead | Tier 5 | Yes | Yes | Yes
[19 empty] | Yes | Lead | Tier 5 | Yes | Yes | Yes
[19 empty] | Yes | Lead | Tier 5 | Yes | Yes | Yes
[19 empty] | Yes | Lead | Tier 5 | Yes | Yes | Yes
[19 empty] | Yes | Lead | Tier 5 | Yes | Yes | Yes
[19 empty] | Yes | Lead | Tier 5 | Yes | Yes | Yes
[19 empty] | Yes | Lead | Tier 5 | Yes | Yes | Yes
[19 empty] | Yes | Lead | Tier 5 | Yes | Yes | Yes
[19 empty] | Yes | Lead | Tier 5 | Yes | Yes | Yes
[19 empty] | Yes | Lead | Tier 5 | Yes | Yes | Yes
[19 empty] | Yes | Lead | Tier 5 | Yes | Yes | Yes
[19 empty] | Yes | Lead | Tier 5 | Yes | Yes | Yes
[19 empty] | Yes | Lead | Tier 5 | Yes | Yes | Yes
[19 empty] | Yes | Lead | Tier 5 | Yes | Yes | Yes
[19 empty] | Yes | Lead | Tier 5 | Yes | Yes | Yes
[19 empty] | Yes | Lead | Tier 5 | Yes | Yes | Yes
[19 empty] | Yes | Lead | Tier 5 | Yes | Yes | Yes
[19 empty] | Yes | Lead | Tier 5 | Yes | Yes | Yes
[19 empty] | Yes | Lead | Tier 5 | Yes | Yes | Yes
[19 empty] | Yes | Lead | Tier 5 | Yes | Yes | Yes
[19 empty] | Yes | Lead | Tier 5 | Yes | Yes | Yes
[19 empty] | Yes | Lead | Tier 5 | Yes | Yes | Yes
[19 empty] | Yes | Lead | Tier 5 | Yes | Yes | Yes
[19 empty] | Yes | Lead | Tier 5 | Yes | Yes | Yes
[19 empty] | Yes | Lead | Tier 5 | Yes | Yes | Yes
[19 empty] | Yes | Lead | Tier 5 | Yes | Yes | Yes
[19 empty] | Yes | Lead | Tier 5 | Yes | Yes | Yes
[19 empty] | Yes | Lead | Tier 5 | Yes | Yes | Yes
[19 empty] | Yes | Lead | Tier 5 | Yes | Yes | Yes
[19 empty] | Yes | Lead | Tier 5 | Yes | Yes | Yes
[19 empty] | Yes | Lead | Tier 5 | Yes | Yes | Yes
[19 empty] | Yes | Lead | Tier 5 | Yes | Yes | Yes
[19 empty] | Yes | Lead | Tier 5 | Yes | Yes | Yes
[19 empty] | Yes | Lead | Tier 5 | Yes | Yes | Yes
[19 empty] | Yes | Lead | Tier 5 | Yes | Yes | Yes
[19 empty] | Yes | Lead | Tier 5 | Yes | Yes | Yes
[19 empty] | Yes | Lead | Tier 5 | Yes | Yes | Yes
[19 empty] | Yes | Lead | Tier 5 | Yes | Yes | Yes
[19 empty] | Yes | Lead | Tier 5 | Yes | Yes | Yes
[19 empty] | Yes | Lead | Tier 5 | Yes | Yes | Yes
[19 empty] | Yes | Lead | Tier 5 | Yes | Yes | Yes
[19 empty] | Yes | Lead | Tier 5 | Yes | Yes | Yes
[19 empty] | Yes | Lead | Tier 5 | Yes | Yes | Yes
[19 empty] | Yes | Lead | Tier 5 | Yes | Yes | Yes
[19 empty] | Yes | Lead | Tier 5 | Yes | Yes | Yes
[19 empty] | Yes | Lead | Tier 5 | Yes | Yes | Yes
[19 empty] | Yes | Lead | Tier 5 | Yes | Yes | Yes
[19 empty] | Yes | Lead | Tier 5 | Yes | Yes | Yes
[19 empty] | Yes | Lead | Tier 5 | Yes | Yes | Yes
[19 empty] | Yes | Lead | Tier 5 | Yes | Yes | Yes
[19 empty] | Yes | Lead | Tier 5 | Yes | Yes | Yes
[19 empty] | Yes | Lead | Tier 5 | Yes | Yes | Yes
[19 empty] | Yes | Lead | Tier 5 | Yes | Yes | Yes
[19 empty] | Yes | Lead | Tier 5 | Yes | Yes | Yes
[19 empty] | Yes | Lead | Tier 5 | Yes | Yes | Yes
[19 empty] | Yes | Lead | Tier 5 | Yes | Yes | Yes
[19 empty] | Yes | Lead | Tier 5 | Yes | Yes | Yes
[19 empty] | Yes | Lead | Tier 5 | Yes | Yes | Yes
[19 empty] | Yes | Lead | Tier 5 | Yes | Yes | Yes
[19 empty] | Yes | Lead | Tier 5 | Yes | Yes | Yes
[19 empty] | Yes | Lead | Tier 5 | Yes | Yes | Yes
[19 empty] | Yes | Lead | Tier 5 | Yes | Yes | Yes
[19 empty] | Yes | Lead | Tier 5 | Yes | Yes | Yes
[19 empty] | Yes | Lead | Tier 5 | Yes | Yes | Yes
[19 empty] | Yes | Lead | Tier 5 | Yes | Yes | Yes
[19 empty] | Yes | Lead | Tier 5 | Yes | Yes | Yes
[19 empty] | Yes | Lead | Tier 5 | Yes | Yes | Yes
[19 empty] | Yes | Lead | Tier 5 | Yes | Yes | Yes
[19 empty] | Yes | Lead | Tier 5 | Yes | Yes | Yes
[19 empty] | Yes | Lead | Tier 5 | Yes | Yes | Yes
[19 empty] | Yes | Lead | Tier 5 | Yes | Yes | Yes
[19 empty] | Yes | Lead | Tier 5 | Yes | Yes | Yes
[19 empty] | Yes | Lead | Tier 5 | Yes | Yes | Yes
[19 empty] | Yes | Lead | Tier 5 | Yes | Yes | Yes
[19 empty] | Yes | Lead | Tier 5 | Yes | Yes | Yes
[19 empty] | Yes | Lead | Tier 5 | Yes | Yes | Yes
[19 empty] | Yes | Lead | Tier 5 | Yes | Yes | Yes
[19 empty] | Yes | Lead | Tier 5 | Yes | Yes | Yes
[19 empty] | Yes | Lead | Tier 5 | Yes | Yes | Yes
[19 empty] | Yes | Lead | Tier 5 | Yes | Yes | Yes
[19 empty] | Yes | Lead | Tier 5 | Yes | Yes | Yes
[19 empty] | Yes | Lead | Tier 5 | Yes | Yes | Yes
[19 empty] | Yes | Lead | Tier 5 | Yes | Yes | Yes
[19 empty] | Yes | Lead | Tier 5 | Yes | Yes | Yes
[19 empty] | Yes | Lead | Tier 5 | Yes | Yes | Yes
[19 empty] | Yes | Lead | Tier 5 | Yes | Yes | Yes
[19 empty] | Yes | Lead | Tier 5 | Yes | Yes | Yes
[19 empty] | Yes | Lead | Tier 5 | Yes | Yes | Yes
[19 empty] | Yes | Lead | Tier 5 | Yes | Yes | Yes
[19 empty] | Yes | Lead | Tier 5 | Yes | Yes | Yes
[19 empty] | Yes | Lead | Tier 5 | Yes | Yes | Yes
[19 empty] | Yes | Lead | Tier 5 | Yes | Yes | Yes
[19 empty] | Yes | Lead | Tier 5 | Yes | Yes | Yes
[19 empty] | Yes | Lead | Tier 5 | Yes | Yes | Yes
[19 empty] | Yes | Lead | Tier 5 | Yes | Yes | Yes
[19 empty] | Yes | Lead | Tier 5 | Yes | Yes | Yes
[19 empty] | Yes | Lead | Tier 5 | Yes | Yes | Yes
[19 empty] | Yes | Lead | Tier 5 | Yes | Yes | Yes
[19 empty] | Yes | Lead | Tier 5 | Yes | Yes | Yes
[19 empty] | Yes | Lead | Tier 5 | Yes | Yes | Yes
[19 empty] | Yes | Lead | Tier 5 | Yes | Yes | Yes
[19 empty] | Yes | Lead | Tier 5 | Yes | Yes | Yes
[19 empty] | Yes | Lead | Tier 5 | Yes | Yes | Yes
[19 empty] | Yes | Lead | Tier 5 | Yes | Yes | Yes
[19 empty] | Yes | Lead | Tier 5 | Yes | Yes | Yes
[19 empty] | Yes | Lead | Tier 5 | Yes | Yes | Yes
[19 empty] | Yes | Lead | Tier 5 | Yes | Yes | Yes
[19 empty] | Yes | Lead | Tier 5 | Yes | Yes | Yes
[19 empty] | Yes | Lead | Tier 5 | Yes | Yes | Yes
[19 empty] | Yes | Lead | Tier 5 | Yes | Yes | Yes
[19 empty] | Yes | Lead | Tier 5 | Yes | Yes | Yes
[19 empty] | Yes | Lead | Tier 5 | Yes | Yes | Yes
[19 empty] | Yes | Lead | Tier 5 | Yes | Yes | Yes
[19 empty] | Yes | Lead | Tier 5 | Yes | Yes | Yes
[19 empty] | Yes | Lead | Tier 5 | Yes | Yes | Yes
[19 empty] | Yes | Lead | Tier 5 | Yes | Yes | Yes
[19 empty] | Yes | Lead | Tier 5 | Yes | Yes | Yes
[19 empty] | Yes | Lead | Tier 5 | Yes | Yes | Yes
[19 empty] | Yes | Lead | Tier 5 | Yes | Yes | Yes
[19 empty] | Yes | Lead | Tier 5 | Yes | Yes | Yes
[19 empty] | Yes | Lead | Tier 5 | Yes | Yes | Yes
[19 empty] | Yes | Lead | Tier 5 | Yes | Yes | Yes
[19 empty] | Yes | Lead | Tier 5 | Yes | Yes | Yes
[19 empty] | Yes | Lead | Tier 5 | Yes | Yes | Yes
[19 empty] | Yes | Lead | Tier 5 | Yes | Yes | Yes
[19 empty] | Yes | Lead | Tier 5 | Yes | Yes | Yes
[19 empty] | Yes | Lead | Tier 5 | Yes | Yes | Yes
[19 empty] | Yes | Lead | Tier 5 | Yes | Yes | Yes
[19 empty] | Yes | Lead | Tier 5 | Yes | Yes | Yes
[19 empty] | Yes | Lead | Tier 5 | Yes | Yes | Yes
[19 empty] | Yes | Lead | Tier 5 | Yes | Yes | Yes
[19 empty] | Yes | Lead | Tier 5 | Yes | Yes | Yes
[19 empty] | Yes | Lead | Tier 5 | Yes | Yes | Yes
[19 empty] | Yes | Lead | Tier 5 | Yes | Yes | Yes
[19 empty] | Yes | Lead | Tier 5 | Yes | Yes | Yes
[19 empty] | Yes | Lead | Tier 5 | Yes | Yes | Yes
[19 empty] | Yes | Lead | Tier 5 | Yes | Yes | Yes
[19 empty] | Yes | Lead | Tier 5 | Yes | Yes | Yes
[19 empty] | Yes | Lead | Tier 5 | Yes | Yes | Yes
[19 empty] | Yes | Lead | Tier 5 | Yes | Yes | Yes
[19 empty] | Yes | Lead | Tier 5 | Yes | Yes | Yes
[19 empty] | Yes | Lead | Tier 5 | Yes | Yes | Yes
[19 empty] | Yes | Lead | Tier 5 | Yes | Yes | Yes
[19 empty] | Yes | Lead | Tier 5 | Yes | Yes | Yes
[19 empty] | Yes | Lead | Tier 5 | Yes | Yes | Yes
[19 empty] | Yes | Lead | Tier 5 | Yes | Yes | Yes
[19 empty] | Yes | Lead | Tier 5 | Yes | Yes | Yes
[19 empty] | Yes | Lead | Tier 5 | Yes | Yes | Yes
[19 empty] | Yes | Lead | Tier 5 | Yes | Yes | Yes
[19 empty] | Yes | Lead | Tier 5 | Yes | Yes | Yes
[19 empty] | Yes | Lead | Tier 5 | Yes | Yes | Yes
[19 empty] | Yes | Lead | Tier 5 | Yes | Yes | Yes
[19 empty] | Yes | Lead | Tier 5 | Yes | Yes | Yes
[19 empty] | Yes | Lead | Tier 5 | Yes | Yes | Yes
[19 empty] | Yes | Lead | Tier 5 | Yes | Yes | Yes
[19 empty] | Yes | Lead | Tier 5 | Yes | Yes | Yes
[19 empty] | Yes | Lead | Tier 5 | Yes | Yes | Yes
[19 empty] | Yes | Lead | Tier 5 | Yes | Yes | Yes
[19 empty] | Yes | Lead | Tier 5 | Yes | Yes | Yes
[19 empty] | Yes | Lead | Tier 5 | Yes | Yes | Yes
[19 empty] | Yes | Lead | Tier 5 | Yes | Yes | Yes
[19 empty] | Yes | Lead | Tier 5 | Yes | Yes | Yes
[19 empty] | Yes | Lead | Tier 5 | Yes | Yes | Yes
[19 empty] | Yes | Lead | Tier 5 | Yes | Yes | Yes
[19 empty] | Yes | Lead | Tier 5 | Yes | Yes | Yes
[19 empty] | Yes | Lead | Tier 5 | Yes | Yes | Yes
[19 empty] | Yes | Lead | Tier 5 | Yes | Yes | Yes
[19 empty] | Yes | Lead | Tier 5 | Yes | Yes | Yes
[19 empty] | Yes | Lead | Tier 5 | Yes | Yes | Yes
[19 empty] | Yes | Lead | Tier 5 | Yes | Yes | Yes
[19 empty] | Yes | Lead | Tier 5 | Yes | Yes | Yes
[19 empty] | Yes | Lead | Tier 5 | Yes | Yes | Yes
[19 empty] | Yes | Lead | Tier 5 | Yes | Yes | Yes
[19 empty] | Yes | Lead | Tier 5 | Yes | Yes | Yes
[19 empty] | Yes | Lead | Tier 5 | Yes | Yes | Yes
[19 empty] | Yes | Lead | Tier 5 | Yes | Yes | Yes
[19 empty] | Yes | Lead | Tier 5 | Yes | Yes | Yes
[19 empty] | Yes | Lead | Tier 5 | Yes | Yes | Yes
[19 empty] | Yes | Lead | Tier 5 | Yes | Yes | Yes
[19 empty] | Yes | Lead | Tier 5 | Yes | Yes | Yes
[19 empty] | Yes | Lead | Tier 5 | Yes | Yes | Yes
[19 empty] | Yes | Lead | Tier 5 | Yes | Yes | Yes
[19 empty] | Yes | Lead | Tier 5 | Yes | Yes | Yes
[19 empty] | Yes | Lead | Tier 5 | Yes | Yes | Yes
[19 empty] | Yes | Lead | Tier 5 | Yes | Yes | Yes
[19 empty] | Yes | Lead | Tier 5 | Yes | Yes | Yes
[19 empty] | Yes | Lead | Tier 5 | Yes | Yes | Yes
[19 empty] | Yes | Lead | Tier 5 | Yes | Yes | Yes
[19 empty] | Yes | Lead | Tier 5 | Yes | Yes | Yes
[19 empty] | Yes | Lead | Tier 5 | Yes | Yes | Yes
[19 empty] | Yes | Lead | Tier 5 | Yes | Yes | Yes
[19 empty] | Yes | Lead | Tier 5 | Yes | Yes | Yes
[19 empty] | Yes | Lead | Tier 5 | Yes | Yes | Yes
[19 empty] | Yes | Lead | Tier 5 | Yes | Yes | Yes
[19 empty] | Yes | Lead | Tier 5 | Yes | Yes | Yes
[19 empty] | Yes | Lead | Tier 5 | Yes | Yes | Yes
[19 empty] | Yes | Lead | Tier 5 | Yes | Yes | Yes
[19 empty] | Yes | Lead | Tier 5 | Yes | Yes | Yes
[19 empty] | Yes | Lead | Tier 5 | Yes | Yes | Yes
[19 empty] | Yes | Lead | Tier 5 | Yes | Yes | Yes
[19 empty] | Yes | Lead | Tier 5 | Yes | Yes | Yes
[19 empty] | Yes | Lead | Tier 5 | Yes | Yes | Yes
[19 empty] | Yes | Lead | Tier 5 | Yes | Yes | Yes
[19 empty] | Yes | Lead | Tier 5 | Yes | Yes | Yes
[19 empty] | Yes | Lead | Tier 5 | Yes | Yes | Yes
[19 empty] | Yes | Lead | Tier 5 | Yes | Yes | Yes
[19 empty] | Yes | Lead | Tier 5 | Yes | Yes | Yes
[19 empty] | Yes | Lead | Tier 5 | Yes | Yes | Yes
[19 empty] | Yes | Lead | Tier 5 | Yes | Yes | Yes
[19 empty] | Yes | Lead | Tier 5 | Yes | Yes | Yes
[19 empty] | Yes | Lead | Tier 5 | Yes | Yes | Yes
[19 empty] | Yes | Lead | Tier 5 | Yes | Yes | Yes
[19 empty] | Yes | Lead | Tier 5 | Yes | Yes | Yes
[19 empty] | Yes | Lead | Tier 5 | Yes | Yes | Yes
[19 empty] | Yes | Lead | Tier 5 | Yes | Yes | Yes
[19 empty] | Yes | Lead | Tier 5 | Yes | Yes | Yes
[19 empty] | Yes | Lead | Tier 5 | Yes | Yes | Yes
[19 empty] | Yes | Lead | Tier 5 | Yes | Yes | Yes
[19 empty] | Yes | Lead | Tier 5 | Yes | Yes | Yes
[19 empty] | Yes | Lead | Tier 5 | Yes | Yes | Yes
[19 empty] | Yes | Lead | Tier 5 | Yes | Yes | Yes
[19 empty] | Yes | Lead | Tier 5 | Yes | Yes | Yes
[19 empty] | Yes | Lead | Tier 5 | Yes | Yes | Yes
[19 empty] | Yes | Lead | Tier 5 | Yes | Yes | Yes
[19 empty] | Yes | Lead | Tier 5 | Yes | Yes | Yes
[19 empty] | Yes | Lead | Tier 5 | Yes | Yes | Yes
[19 empty] | Yes | Lead | Tier 5 | Yes | Yes | Yes
[19 empty] | Yes | Lead | Tier 5 | Yes | Yes | Yes
[19 empty] | Yes | Lead | Tier 5 | Yes | Yes | Yes
[19 empty] | Yes | Lead | Tier 5 | Yes | Yes | Yes
[19 empty] | Yes | Lead | Tier 5 | Yes | Yes | Yes
[19 empty] | Yes | Lead | Tier 5 | Yes | Yes | Yes
[19 empty] | Yes | Lead | Tier 5 | Yes | Yes | Yes
[19 empty] | Yes | Lead | Tier 5 | Yes | Yes | Yes
[19 empty] | Yes | Lead | Tier 5 | Yes | Yes | Yes
[19 empty] | Yes | Lead | Tier 5 | Yes | Yes | Yes
[19 empty] | Yes | Lead | Tier 5 | Yes | Yes | Yes
[19 empty] | Yes | Lead | Tier 5 | Yes | Yes | Yes
[19 empty] | Yes | Lead | Tier 5 | Yes | Yes | Yes
[19 empty] | Yes | Lead | Tier 5 | Yes | Yes | Yes
[19 empty] | Yes | Lead | Tier 5 | Yes | Yes | Yes
[19 empty] | Yes | Lead | Tier 5 | Yes | Yes | Yes
[19 empty] | Yes | Lead | Tier 5 | Yes | Yes | Yes
[19 empty] | Yes | Lead | Tier 5 | Yes | Yes | Yes
[19 empty] | Yes | Lead | Tier 5 | Yes | Yes | Yes
[19 empty] | Yes | Lead | Tier 5 | Yes | Yes | Yes
[19 empty] | Yes | Lead | Tier 5 | Yes | Yes | Yes
[19 empty] | Yes | Lead | Tier 5 | Yes | Yes | Yes
[19 empty] | Yes | Lead | Tier 5 | Yes | Yes | Yes
[19 empty] | Yes | Lead | Tier 5 | Yes | Yes | Yes
[19 empty] | Yes | Lead | Tier 5 | Yes | Yes | Yes
[19 empty] | Yes | Lead | Tier 5 | Yes | Yes | Yes
[19 empty] | Yes | Lead | Tier 5 | Yes | Yes | Yes
[19 empty] | Yes | Lead | Tier 5 | Yes | Yes | Yes
[19 empty] | Yes | Lead | Tier 5 | Yes | Yes | Yes
[19 empty] | Yes | Lead | Tier 5 | Yes | Yes | Yes
[19 empty] | Yes | Lead | Tier 5 | Yes | Yes | Yes
[19 empty] | Yes | Lead | Tier 5 | Yes | Yes | Yes
[19 empty] | Yes | Lead | Tier 5 | Yes | Yes | Yes
[19 empty] | Yes | Lead | Tier 5 | Yes | Yes | Yes
[19 empty] | Yes | Lead | Tier 5 | Yes | Yes | Yes
[19 empty] | Yes | Lead | Tier 5 | Yes | Yes | Yes
[19 empty] | Yes | Lead | Tier 5 | Yes | Yes | Yes
[19 empty] | Yes | Lead | Tier 5 | Yes | Yes | Yes
[19 empty] | Yes | Lead | Tier 5 | Yes | Yes | Yes
[19 empty] | Yes | Lead | Tier 5 | Yes | Yes | Yes
[19 empty] | Yes | Lead | Tier 5 | Yes | Yes | Yes
[19 empty] | Yes | Lead | Tier 5 | Yes | Yes | Yes
[19 empty] | Yes | Lead | Tier 5 | Yes | Yes | Yes
[19 empty] | Yes | Lead | Tier 5 | Yes | Yes | Yes
[19 empty] | Yes | Lead | Tier 5 | Yes | Yes | Yes
[19 empty] | Yes | Lead | Tier 5 | Yes | Yes | Yes
[19 empty] | Yes | Lead | Tier 5 | Yes | Yes | Yes
[19 empty] | Yes | Lead | Tier 5 | Yes | Yes | Yes
[19 empty] | Yes | Lead | Tier 5 | Yes | Yes | Yes
[19 empty] | Yes | Lead | Tier 5 | Yes | Yes | Yes
[19 empty] | Yes | Lead | Tier 5 | Yes | Yes | Yes
[19 empty] | Yes | Lead | Tier 5 | Yes | Yes | Yes
[19 empty] | Yes | Lead | Tier 5 | Yes | Yes | Yes
[19 empty] | Yes | Lead | Tier 5 | Yes | Yes | Yes
[19 empty] | Yes | Lead | Tier 5 | Yes | Yes | Yes
[19 empty] | Yes | Lead | Tier 5 | Yes | Yes | Yes
[19 empty] | Yes | Lead | Tier 5 | Yes | Yes | Yes
[19 empty] | Yes | Lead | Tier 5 | Yes | Yes | Yes
[19 empty] | Yes | Lead | Tier 5 | Yes | Yes | Yes
[19 empty] | Yes | Lead | Tier 5 | Yes | Yes | Yes
[19 empty] | Yes | Lead | Tier 5 | Yes | Yes | Yes
[19 empty] | Yes | Lead | Tier 5 | Yes | Yes | Yes
[19 empty] | Yes | Lead | Tier 5 | Yes | Yes | Yes
[19 empty] | Yes | Lead | Tier 5 | Yes | Yes | Yes
[19 empty] | Yes | Lead | Tier 5 | Yes | Yes | Yes
[19 empty] | Yes | Lead | Tier 5 | Yes | Yes | Yes
[19 empty] | Yes | Lead | Tier 5 | Yes | Yes | Yes
[19 empty] | Yes | Lead | Tier 5 | Yes | Yes | Yes
[19 empty] | Yes | Lead | Tier 5 | Yes | Yes | Yes
[19 empty] | Yes | Lead | Tier 5 | Yes | Yes | Yes
[19 empty] | Yes | Lead | Tier 5 | Yes | Yes | Yes
[19 empty] | Yes | Lead | Tier 5 | Yes | Yes | Yes
[19 empty] | Yes | Lead | Tier 5 | Yes | Yes | Yes
[19 empty] | Yes | Lead | Tier 5 | Yes | Yes | Yes
[19 empty] | Yes | Lead | Tier 5 | Yes | Yes | Yes
[19 empty] | Yes | Lead | Tier 5 | Yes | Yes | Yes
[19 empty] | Yes | Lead | Tier 5 | Yes | Yes | Yes
[19 empty] | Yes | Lead | Tier 5 | Yes | Yes | Yes
[19 empty] | Yes | Lead | Tier 5 | Yes | Yes | Yes
[19 empty] | Yes | Lead | Tier 5 | Yes | Yes | Yes
[19 empty] | Yes | Lead | Tier 5 | Yes | Yes | Yes
[19 empty] | Yes | Lead | Tier 5 | Yes | Yes | Yes
[19 empty] | Yes | Lead | Tier 5 | Yes | Yes | Yes
[19 empty] | Yes | Lead | Tier 5 | Yes | Yes | Yes
[19 empty] | Yes | Lead | Tier 5 | Yes | Yes | Yes
[19 empty] | Yes | Lead | Tier 5 | Yes | Yes | Yes
[19 empty] | Yes | Lead | Tier 5 | Yes | Yes | Yes
[19 empty] | Yes | Lead | Tier 5 | Yes | Yes | Yes
[19 empty] | Yes | Lead | Tier 5 | Yes | Yes | Yes
[19 empty] | Yes | Lead | Tier 5 | Yes | Yes | Yes
[19 empty] | Yes | Lead | Tier 5 | Yes | Yes | Yes
[19 empty] | Yes | Lead | Tier 5 | Yes | Yes | Yes
[19 empty] | Yes | Lead | Tier 5 | Yes | Yes | Yes
[19 empty] | Yes | Lead | Tier 5 | Yes | Yes | Yes
[19 empty] | Yes | Lead | Tier 5 | Yes | Yes | Yes
[19 empty] | Yes | Lead | Tier 5 | Yes | Yes | Yes
[19 empty] | Yes | Lead | Tier 5 | Yes | Yes | Yes
[19 empty] | Yes | Lead | Tier 5 | Yes | Yes | Yes
[19 empty] | Yes | Lead | Tier 5 | Yes | Yes | Yes
[19 empty] | Yes | Lead | Tier 5 | Yes | Yes | Yes
[19 empty] | Yes | Lead | Tier 5 | Yes | Yes | Yes
[19 empty] | Yes | Lead | Tier 5 | Yes | Yes | Yes
[19 empty] | Yes | Lead | Tier 5 | Yes | Yes | Yes
[19 empty] | Yes | Lead | Tier 5 | Yes | Yes | Yes
[19 empty] | Yes | Lead | Tier 5 | Yes | Yes | Yes
[19 empty] | Yes | Lead | Tier 5 | Yes | Yes | Yes
[19 empty] | Yes | Lead | Tier 5 | Yes | Yes | Yes
[19 empty] | Yes | Lead | Tier 5 | Yes | Yes | Yes
[19 empty] | Yes | Lead | Tier 5 | Yes | Yes | Yes
[19 empty] | Yes | Lead | Tier 5 | Yes | Yes | Yes
[19 empty] | Yes | Lead | Tier 5 | Yes | Yes | Yes
[19 empty] | Yes | Lead | Tier 5 | Yes | Yes | Yes
[19 empty] | Yes | Lead | Tier 5 | Yes | Yes | Yes
[19 empty] | Yes | Lead | Tier 5 | Yes | Yes | Yes
[19 empty] | Yes | Lead | Tier 5 | Yes | Yes | Yes
[19 empty] | Yes | Lead | Tier 5 | Yes | Yes | Yes
[19 empty] | Yes | Lead | Tier 5 | Yes | Yes | Yes
[19 empty] | Yes | Lead | Tier 5 | Yes | Yes | Yes
[19 empty] | Yes | Lead | Tier 5 | Yes | Yes | Yes
[19 empty] | Yes | Lead | Tier 5 | Yes | Yes | Yes
[19 empty] | Yes | Lead | Tier 5 | Yes | Yes | Yes
[19 empty] | Yes | Lead | Tier 5 | Yes | Yes | Yes
[19 empty] | Yes | Lead | Tier 5 | Yes | Yes | Yes
[19 empty] | Yes | Lead | Tier 5 | Yes | Yes | Yes
[19 empty] | Yes | Lead | Tier 5 | Yes | Yes | Yes
[19 empty] | Yes | Lead | Tier 5 | Yes | Yes | Yes
[19 empty] | Yes | Lead | Tier 5 | Yes | Yes | Yes
[19 empty] | Yes | Lead | Tier 5 | Yes | Yes | Yes
[19 empty] | Yes | Lead | Tier 5 | Yes | Yes | Yes
[19 empty] | Yes | Lead | Tier 5 | Yes | Yes | Yes
[19 empty] | Yes | Lead | Tier 5 | Yes | Yes | Yes
[19 empty] | Yes | Lead | Tier 5 | Yes | Yes | Yes
[19 empty] | Yes | Lead | Tier 5 | Yes | Yes | Yes
[19 empty] | Yes | Lead | Tier 5 | Yes | Yes | Yes
[19 empty] | Yes | Lead | Tier 5 | Yes | Yes | Yes
[19 empty] | Yes | Lead | Tier 5 | Yes | Yes | Yes
[19 empty] | Yes | Lead | Tier 5 | Yes | Yes | Yes
[19 empty] | Yes | Lead | Tier 5 | Yes | Yes | Yes
[19 empty] | Yes | Lead | Tier 5 | Yes | Yes | Yes
[19 empty] | Yes | Lead | Tier 5 | Yes | Yes | Yes
[19 empty] | Yes | Lead | Tier 5 | Yes | Yes | Yes
[19 empty] | Yes | Lead | Tier 5 | Yes | Yes | Yes
[19 empty] | Yes | Lead | Tier 5 | Yes | Yes | Yes
[19 empty] | Yes | Lead | Tier 5 | Yes | Yes | Yes
[19 empty] | Yes | Lead | Tier 5 | Yes | Yes | Yes
[19 empty] | Yes | Lead | Tier 5 | Yes | Yes | Yes
[19 empty] | Yes | Lead | Tier 5 | Yes | Yes | Yes
[19 empty] | Yes | Lead | Tier 5 | Yes | Yes | Yes
[19 empty] | Yes | Lead | Tier 5 | Yes | Yes | Yes
[19 empty] | Yes | Lead | Tier 5 | Yes | Yes | Yes
[19 empty] | Yes | Lead | Tier 5 | Yes | Yes | Yes
[19 empty] | Yes | Lead | Tier 5 | Yes | Yes | Yes
[19 empty] | Yes | Lead | Tier 5 | Yes | Yes | Yes
[19 empty] | Yes | Lead | Tier 5 | Yes | Yes | Yes
[19 empty] | Yes | Lead | Tier 5 | Yes | Yes | Yes
[19 empty] | Yes | Lead | Tier 5 | Yes | Yes | Yes
[19 empty] | Yes | Lead | Tier 5 | Yes | Yes | Yes
[19 empty] | Yes | Lead | Tier 5 | Yes | Yes | Yes
[19 empty] | Yes | Lead | Tier 5 | Yes | Yes | Yes
[19 empty] | Yes | Lead | Tier 5 | Yes | Yes | Yes
[19 empty] | Yes | Lead | Tier 5 | Yes | Yes | Yes
[19 empty] | Yes | Lead | Tier 5 | Yes | Yes | Yes
[19 empty] | Yes | Lead | Tier 5 | Yes | Yes | Yes
[19 empty] | Yes | Lead | Tier 5 | Yes | Yes | Yes
[19 empty] | Yes | Lead | Tier 5 | Yes | Yes | Yes
[19 empty] | Yes | Lead | Tier 5 | Yes | Yes | Yes
[19 empty] | Yes | Lead | Tier 5 | Yes | Yes | Yes
[19 empty] | Yes | Lead | Tier 5 | Yes | Yes | Yes
[19 empty] | Yes | Lead | Tier 5 | Yes | Yes | Yes
[19 empty] | Yes | Lead | Tier 5 | Yes | Yes | Yes
[19 empty] | Yes | Lead | Tier 5 | Yes | Yes | Yes
[19 empty] | Yes | Lead | Tier 5 | Yes | Yes | Yes
[19 empty] | Yes | Lead | Tier 5 | Yes | Yes | Yes
[19 empty] | Yes | Lead | Tier 5 | Yes | Yes | Yes
[19 empty] | Yes | Lead | Tier 5 | Yes | Yes | Yes
[19 empty] | Yes | Lead | Tier 5 | Yes | Yes | Yes
[19 empty] | Yes | Lead | Tier 5 | Yes | Yes | Yes
[19 empty] | Yes | Lead | Tier 5 | Yes | Yes | Yes
[19 empty] | Yes | Lead | Tier 5 | Yes | Yes | Yes
[19 empty] | Yes | Lead | Tier 5 | Yes | Yes | Yes
[19 empty] | Yes | Lead | Tier 5 | Yes | Yes | Yes
[19 empty] | Yes | Lead | Tier 5 | Yes | Yes | Yes
[19 empty] | Yes | Lead | Tier 5 | Yes | Yes | Yes
[19 empty] | Yes | Lead | Tier 5 | Yes | Yes | Yes
[19 empty] | Yes | Lead | Tier 5 | Yes | Yes | Yes
[19 empty] | Yes | Lead | Tier 5 | Yes | Yes | Yes
[19 empty] | Yes | Lead | Tier 5 | Yes | Yes | Yes
[19 empty] | Yes | Lead | Tier 5 | Yes | Yes | Yes
[19 empty] | Yes | Lead | Tier 5 | Yes | Yes | Yes
[19 empty] | Yes | Lead | Tier 5 | Yes | Yes | Yes
[19 empty] | Yes | Lead | Tier 5 | Yes | Yes | Yes
[19 empty] | Yes | Lead | Tier 5 | Yes | Yes | Yes
[19 empty] | Yes | Lead | Tier 5 | Yes | Yes | Yes
[19 empty] | Yes | Lead | Tier 5 | Yes | Yes | Yes
[19 empty] | Yes | Lead | Tier 5 | Yes | Yes | Yes
[19 empty] | Yes | Lead | Tier 5 | Yes | Yes | Yes
[19 empty] | Yes | Lead | Tier 5 | Yes | Yes | Yes
[19 empty] | Yes | Lead | Tier 5 | Yes | Yes | Yes
[19 empty] | Yes | Lead | Tier 5 | Yes | Yes | Yes
[19 empty] | Yes | Lead | Tier 5 | Yes | Yes | Yes
[19 empty] | Yes | Lead | Tier 5 | Yes | Yes | Yes
[19 empty] | Yes | Lead | Tier 5 | Yes | Yes | Yes
[19 empty] | Yes | Lead | Tier 5 | Yes | Yes | Yes
[19 empty] | Yes | Lead | Tier 5 | Yes | Yes | Yes
[19 empty] | Yes | Lead | Tier 5 | Yes | Yes | Yes
[19 empty] | Yes | Lead | Tier 5 | Yes | Yes | Yes
[19 empty] | Yes | Lead | Tier 5 | Yes | Yes | Yes
[19 empty] | Yes | Lead | Tier 5 | Yes | Yes | Yes
[19 empty] | Yes | Lead | Tier 5 | Yes | Yes | Yes
[19 empty] | Yes | Lead | Tier 5 | Yes | Yes | Yes
[19 empty] | Yes | Lead | Tier 5 | Yes | Yes | Yes
[19 empty] | Yes | Lead | Tier 5 | Yes | Yes | Yes
[19 empty] | Yes | Lead | Tier 5 | Yes | Yes | Yes
[19 empty] | Yes | Lead | Tier 5 | Yes | Yes | Yes
[19 empty] | Yes | Lead | Tier 5 | Yes | Yes | Yes
[19 empty] | Yes | Lead | Tier 5 | Yes | Yes | Yes
[19 empty] | Yes | Lead | Tier 5 | Yes | Yes | Yes
[19 empty] | Yes | Lead | Tier 5 | Yes | Yes | Yes
[19 empty] | Yes | Lead | Tier 5 | Yes | Yes | Yes
[19 empty] | Yes | Lead | Tier 5 | Yes | Yes | Yes
[19 empty] | Yes | Lead | Tier 5 | Yes | Yes | Yes
[19 empty] | Yes | Lead | Tier 5 | Yes | Yes | Yes
[19 empty] | Yes | Lead | Tier 5 | Yes | Yes | Yes
[19 empty] | Yes | Lead | Tier 5 | Yes | Yes | Yes
[19 empty] | Yes | Lead | Tier 5 | Yes | Yes | Yes
[19 empty] | Yes | Lead | Tier 5 | Yes | Yes | Yes
[19 empty] | Yes | Lead | Tier 5 | Yes | Yes | Yes
[19 empty] | Yes | Lead | Tier 5 | Yes | Yes | Yes
[19 empty] | Yes | Lead | Tier 5 | Yes | Yes | Yes
[19 empty] | Yes | Lead | Tier 5 | Yes | Yes | Yes
[19 empty] | Yes | Lead | Tier 5 | Yes | Yes | Yes
[19 empty] | Yes | Lead | Tier 5 | Yes | Yes | Yes
[19 empty] | Yes | Lead | Tier 5 | Yes | Yes | Yes
[19 empty] | Yes | Lead | Tier 5 | Yes | Yes | Yes
[19 empty] | Yes | Lead | Tier 5 | Yes | Yes | Yes
[19 empty] | Yes | Lead | Tier 5 | Yes | Yes | Yes
[19 empty] | Yes | Lead | Tier 5 | Yes | Yes | Yes
[19 empty] | Yes | Lead | Tier 5 | Yes | Yes | Yes
[19 empty] | Yes | Lead | Tier 5 | Yes | Yes | Yes
[19 empty] | Yes | Lead | Tier 5 | Yes | Yes | Yes
[19 empty] | Yes | Lead | Tier 5 | Yes | Yes | Yes
[19 empty] | Yes | Lead | Tier 5 | Yes | Yes | Yes
[19 empty] | Yes | Lead | Tier 5 | Yes | Yes | Yes
[19 empty] | Yes | Lead | Tier 5 | Yes | Yes | Yes
[19 empty] | Yes | Lead | Tier 5 | Yes | Yes | Yes
[19 empty] | Yes | Lead | Tier 5 | Yes | Yes | Yes
[19 empty] | Yes | Lead | Tier 5 | Yes | Yes | Yes
[19 empty] | Yes | Lead | Tier 5 | Yes | Yes | Yes
[19 empty] | Yes | Lead | Tier 5 | Yes | Yes | Yes
[19 empty] | Yes | Lead | Tier 5 | Yes | Yes | Yes
[19 empty] | Yes | Lead | Tier 5 | Yes | Yes | Yes
[19 empty] | Yes | Lead | Tier 5 | Yes | Yes | Yes
[19 empty] | Yes | Lead | Tier 5 | Yes | Yes | Yes
[19 empty] | Yes | Lead | Tier 5 | Yes | Yes | Yes
[19 empty] | Yes | Lead | Tier 5 | Yes | Yes | Yes
[19 empty] | Yes | Lead | Tier 5 | Yes | Yes | Yes
[19 empty] | Yes | Lead | Tier 5 | Yes | Yes | Yes
[19 empty] | Yes | Lead | Tier 5 | Yes | Yes | Yes
[19 empty] | Yes | Lead | Tier 5 | Yes | Yes | Yes
[19 empty] | Yes | Lead | Tier 5 | Yes | Yes | Yes
[19 empty] | Yes | Lead | Tier 5 | Yes | Yes | Yes
[19 empty] | Yes | Lead | Tier 5 | Yes | Yes | Yes
[19 empty] | Yes | Lead | Tier 5 | Yes | Yes | Yes
[19 empty] | Yes | Lead | Tier 5 | Yes | Yes | Yes
[19 empty] | Yes | Lead | Tier 5 | Yes | Yes | Yes
[19 empty] | Yes | Lead | Tier 5 | Yes | Yes | Yes
[19 empty] | Yes | Lead | Tier 5 | Yes | Yes | Yes
[19 empty] | Yes | Lead | Tier 5 | Yes | Yes | Yes
[19 empty] | Yes | Lead | Tier 5 | Yes | Yes | Yes
[19 empty] | Yes | Lead | Tier 5 | Yes | Yes | Yes
[19 empty] | Yes | Lead | Tier 5 | Yes | Yes | Yes
[19 empty] | Yes | Lead | Tier 5 | Yes | Yes | Yes
[19 empty] | Yes | Lead | Tier 5 | Yes | Yes | Yes
[19 empty] | Yes | Lead | Tier 5 | Yes | Yes | Yes
[19 empty] | Yes | Lead | Tier 5 | Yes | Yes | Yes
[19 empty] | Yes | Lead | Tier 5 | Yes | Yes | Yes
[19 empty] | Yes | Lead | Tier 5 | Yes | Yes | Yes
[19 empty] | Yes | Lead | Tier 5 | Yes | Yes | Yes
[19 empty] | Yes | Lead | Tier 5 | Yes | Yes | Yes
[19 empty] | Yes | Lead | Tier 5 | Yes | Yes | Yes
[19 empty] | Yes | Lead | Tier 5 | Yes | Yes | Yes
[19 empty] | Yes | Lead | Tier 5 | Yes | Yes | Yes
[19 empty] | Yes | Lead | Tier 5 | Yes | Yes | Yes
[19 empty] | Yes | Lead | Tier 5 | Yes | Yes | Yes
[19 empty] | Yes | Lead | Tier 5 | Yes | Yes | Yes
[19 empty] | Yes | Lead | Tier 5 | Yes | Yes | Yes
[19 empty] | Yes | Lead | Tier 5 | Yes | Yes | Yes
[19 empty] | Yes | Lead | Tier 5 | Yes | Yes | Yes
[19 empty] | Yes | Lead | Tier 5 | Yes | Yes | Yes
[19 empty] | Yes | Lead | Tier 5 | Yes | Yes | Yes
[19 empty] | Yes | Lead | Tier 5 | Yes | Yes | Yes
[19 empty] | Yes | Lead | Tier 5 | Yes | Yes | Yes
[19 empty] | Yes | Lead | Tier 5 | Yes | Yes | Yes
[19 empty] | Yes | Lead | Tier 5 | Yes | Yes | Yes
[19 empty] | Yes | Lead | Tier 5 | Yes | Yes | Yes
[19 empty] | Yes | Lead | Tier 5 | Yes | Yes | Yes
[19 empty] | Yes | Lead | Tier 5 | Yes | Yes | Yes
[19 empty] | Yes | Lead | Tier 5 | Yes | Yes | Yes
[19 empty] | Yes | Lead | Tier 5 | Yes | Yes | Yes
[19 empty] | Yes | Lead | Tier 5 | Yes | Yes | Yes
[19 empty] | Yes | Lead | Tier 5 | Yes | Yes | Yes
[19 empty] | Yes | Lead | Tier 5 | Yes | Yes | Yes
[19 empty] | Yes | Lead | Tier 5 | Yes | Yes | Yes
[19 empty] | Yes | Lead | Tier 5 | Yes | Yes | Yes
[19 empty] | Yes | Lead | Tier 5 | Yes | Yes | Yes
[19 empty] | Yes | Lead | Tier 5 | Yes | Yes | Yes
[19 empty] | Yes | Lead | Tier 5 | Yes | Yes | Yes
[19 empty] | Yes | Lead | Tier 5 | Yes | Yes | Yes
[19 empty] | Yes | Lead | Tier 5 | Yes | Yes | Yes
[19 empty] | Yes | Lead | Tier 5 | Yes | Yes | Yes
[19 empty] | Yes | Lead | Tier 5 | Yes | Yes | Yes
[19 empty] | Yes | Lead | Tier 5 | Yes | Yes | Yes
[19 empty] | Yes | Lead | Tier 5 | Yes | Yes | Yes
[19 empty] | Yes | Lead | Tier 5 | Yes | Yes | Yes
[19 empty] | Yes | Lead | Tier 5 | Yes | Yes | Yes
[19 empty] | Yes | Lead | Tier 5 | Yes | Yes | Yes
[19 empty] | Yes | Lead | Tier 5 | Yes | Yes | Yes
[19 empty] | Yes | Lead | Tier 5 | Yes | Yes | Yes
[19 empty] | Yes | Lead | Tier 5 | Yes | Yes | Yes
[19 empty] | Yes | Lead | Tier 5 | Yes | Yes | Yes
[19 empty] | Yes | Lead | Tier 5 | Yes | Yes | Yes
[19 empty] | Yes | Lead | Tier 5 | Yes | Yes | Yes
[19 empty] | Yes | Lead | Tier 5 | Yes | Yes | Yes
[19 empty] | Yes | Lead | Tier 5 | Yes | Yes | Yes
[19 empty] | Yes | Lead | Tier 5 | Yes | Yes | Yes
[19 empty] | Yes | Lead | Tier 5 | Yes | Yes | Yes
[19 empty] | Yes | Lead | Tier 5 | Yes | Yes | Yes
[19 empty] | Yes | Lead | Tier 5 | Yes | Yes | Yes
[19 empty] | Yes | Lead | Tier 5 | Yes | Yes | Yes
[19 empty] | Yes | Lead | Tier 5 | Yes | Yes | Yes
[19 empty] | Yes | Lead | Tier 5 | Yes | Yes | Yes
[19 empty] | Yes | Lead | Tier 5 | Yes | Yes | Yes
[19 empty] | Yes | Lead | Tier 5 | Yes | Yes | Yes
[19 empty] | Yes | Lead | Tier 5 | Yes | Yes | Yes
[19 empty] | Yes | Lead | Tier 5 | Yes | Yes | Yes
[19 empty] | Yes | Lead | Tier 5 | Yes | Yes | Yes
[19 empty] | Yes | Lead | Tier 5 | Yes | Yes | Yes
[19 empty] | Yes | Lead | Tier 5 | Yes | Yes | Yes
[19 empty] | Yes | Lead | Tier 5 | Yes | Yes | Yes
[19 empty] | Yes | Lead | Tier 5 | Yes | Yes | Yes
[19 empty] | Yes | Lead | Tier 5 | Yes | Yes | Yes
[19 empty] | Yes | Lead | Tier 5 | Yes | Yes | Yes
[19 empty] | Yes | Lead | Tier 5 | Yes | Yes | Yes
[19 empty] | Yes | Lead | Tier 5 | Yes | Yes | Yes
[19 empty] | Yes | Lead | Tier 5 | Yes | Yes | Yes
[19 empty] | Yes | Lead | Tier 5 | Yes | Yes | Yes
[19 empty] | Yes | Lead | Tier 5 | Yes | Yes | Yes
[19 empty] | Yes | Lead | Tier 5 | Yes | Yes | Yes
[19 empty] | Yes | Lead | Tier 5 | Yes | Yes | Yes
[19 empty] | Yes | Lead | Tier 5 | Yes | Yes | Yes
[19 empty] | Yes | Lead | Tier 5 | Yes | Yes | Yes
[19 empty] | Yes | Lead | Tier 5 | Yes | Yes | Yes
[19 empty] | Yes | Lead | Tier 5 | Yes | Yes | Yes
[19 empty] | Yes | Lead | Tier 5 | Yes | Yes | Yes
[19 empty] | Yes | Lead | Tier 5 | Yes | Yes | Yes
[19 empty] | Yes | Lead | Tier 5 | Yes | Yes | Yes
[19 empty] | Yes | Lead | Tier 5 | Yes | Yes | Yes
[19 empty] | Yes | Lead | Tier 5 | Yes | Yes | Yes
[19 empty] | Yes | Lead | Tier 5 | Yes | Yes | Yes
[19 empty] | Yes | Lead | Tier 5 | Yes | Yes | Yes
[19 empty] | Yes | Lead | Tier 5 | Yes | Yes | Yes
[19 empty] | Yes | Lead | Tier 5 | Yes | Yes | Yes
[19 empty] | Yes | Lead | Tier 5 | Yes | Yes | Yes
[19 empty] | Yes | Lead | Tier 5 | Yes | Yes | Yes
[19 empty] | Yes | Lead | Tier 5 | Yes | Yes | Yes
[19 empty] | Yes | Lead | Tier 5 | Yes | Yes | Yes
[19 empty] | Yes | Lead | Tier 5 | Yes | Yes | Yes
[19 empty] | Yes | Lead | Tier 5 | Yes | Yes | Yes
[19 empty] | Yes | Lead | Tier 5 | Yes | Yes | Yes
[19 empty] | Yes | Lead | Tier 5 | Yes | Yes | Yes
[19 empty] | Yes | Lead | Tier 5 | Yes | Yes | Yes
[19 empty] | Yes | Lead | Tier 5 | Yes | Yes | Yes
[19 empty] | Yes | Lead | Tier 5 | Yes | Yes | Yes
[19 empty] | Yes | Lead | Tier 5 | Yes | Yes | Yes
[19 empty] | Yes | Lead | Tier 5 | Yes | Yes | Yes
[19 empty] | Yes | Lead | Tier 5 | Yes | Yes | Yes
[19 empty] | Yes | Lead | Tier 5 | Yes | Yes | Yes
[19 empty] | Yes | Lead | Tier 5 | Yes | Yes | Yes
[19 empty] | Yes | Lead | Tier 5 | Yes | Yes | Yes
[19 empty] | Yes | Lead | Tier 5 | Yes | Yes | Yes
[19 empty] | Yes | Lead | Tier 5 | Yes | Yes | Yes
[19 empty] | Yes | Lead | Tier 5 | Yes | Yes | Yes
[19 empty] | Yes | Lead | Tier 5 | Yes | Yes | Yes
[19 empty] | Yes | Lead | Tier 5 | Yes | Yes | Yes
[19 empty] | Yes | Lead | Tier 5 | Yes | Yes | Yes
[19 empty] | Yes | Lead | Tier 5 | Yes | Yes | Yes
[19 empty] | Yes | Lead | Tier 5 | Yes | Yes | Yes
[19 empty] | Yes | Lead | Tier 5 | Yes | Yes | Yes
[19 empty] | Yes | Lead | Tier 5 | Yes | Yes | Yes
[19 empty] | Yes | Lead | Tier 5 | Yes | Yes | Yes
[19 empty] | Yes | Lead | Tier 5 | Yes | Yes | Yes
[19 empty] | Yes | Lead | Tier 5 | Yes | Yes | Yes
[19 empty] | Yes | Lead | Tier 5 | Yes | Yes | Yes
[19 empty] | Yes | Lead | Tier 5 | Yes | Yes | Yes
[19 empty] | Yes | Lead | Tier 5 | Yes | Yes | Yes
[19 empty] | Yes | Lead | Tier 5 | Yes | Yes | Yes
[19 empty] | Yes | Lead | Tier 5 | Yes | Yes | Yes
[19 empty] | Yes | Lead | Tier 5 | Yes | Yes | Yes
[19 empty] | Yes | Lead | Tier 5 | Yes | Yes | Yes
[19 empty] | Yes | Lead | Tier 5 | Yes | Yes | Yes
[19 empty] | Yes | Lead | Tier 5 | Yes | Yes | Yes
[19 empty] | Yes | Lead | Tier 5 | Yes | Yes | Yes
[19 empty] | Yes | Lead | Tier 5 | Yes | Yes | Yes
[19 empty] | Yes | Lead | Tier 5 | Yes | Yes | Yes
[19 empty] | Yes | Lead | Tier 5 | Yes | Yes | Yes
[19 empty] | Yes | Lead | Tier 5 | Yes | Yes | Yes
[19 empty] | Yes | Lead | Tier 5 | Yes | Yes | Yes
[19 empty] | Yes | Lead | Tier 5 | Yes | Yes | Yes
[19 empty] | Yes | Lead | Tier 5 | Yes | Yes | Yes
[19 empty] | Yes | Lead | Tier 5 | Yes | Yes | Yes
[19 empty] | Yes | Lead | Tier 5 | Yes | Yes | Yes
[19 empty] | Yes | Lead | Tier 5 | Yes | Yes | Yes
[19 empty] | Yes | Lead | Tier 5 | Yes | Yes | Yes
[19 empty] | Yes | Lead | Tier 5 | Yes | Yes | Yes
[19 empty] | Yes | Lead | Tier 5 | Yes | Yes | Yes
[19 empty] | Yes | Lead | Tier 5 | Yes | Yes | Yes
[19 empty] | Yes | Lead | Tier 5 | Yes | Yes | Yes
[19 empty] | Yes | Lead | Tier 5 | Yes | Yes | Yes
[19 empty] | Yes | Lead | Tier 5 | Yes | Yes | Yes
[19 empty] | Yes | Lead | Tier 5 | Yes | Yes | Yes
[19 empty] | Yes | Lead | Tier 5 | Yes | Yes | Yes
[19 empty] | Yes | Lead | Tier 5 | Yes | Yes | Yes
[19 empty] | Yes | Lead | Tier 5 | Yes | Yes | Yes
[19 empty] | Yes | Lead | Tier 5 | Yes | Yes | Yes
[19 empty] | Yes | Lead | Tier 5 | Yes | Yes | Yes
[19 empty] | Yes | Lead | Tier 5 | Yes | Yes | Yes
[19 empty] | Yes | Lead | Tier 5 | Yes | Yes | Yes
[19 empty] | Yes | Lead | Tier 5 | Yes | Yes | Yes
[19 empty] | Yes | Lead | Tier 5 | Yes | Yes | Yes
[19 empty] | Yes | Lead | Tier 5 | Yes | Yes | Yes
[19 empty] | Yes | Lead | Tier 5 | Yes | Yes | Yes
[19 empty] | Yes | Lead | Tier 5 | Yes | Yes | Yes
[19 empty] | Yes | Lead | Tier 5 | Yes | Yes | Yes
[19 empty] | Yes | Lead | Tier 5 | Yes | Yes | Yes
[19 empty] | Yes | Lead | Tier 5 | Yes | Yes | Yes
[19 empty] | Yes | Lead | Tier 5 | Yes | Yes | Yes
[19 empty] | Yes | Lead | Tier 5 | Yes | Yes | Yes
[19 empty] | Yes | Lead | Tier 5 | Yes | Yes | Yes
[19 empty] | Yes | Lead | Tier 5 | Yes | Yes | Yes
[19 empty] | Yes | Lead | Tier 5 | Yes | Yes | Yes
[19 empty] | Yes | Lead | Tier 5 | Yes | Yes | Yes
[19 empty] | Yes | Lead | Tier 5 | Yes | Yes | Yes
[19 empty] | Yes | Lead | Tier 5 | Yes | Yes | Yes
[19 empty] | Yes | Lead | Tier 5 | Yes | Yes | Yes
[19 empty] | Yes | Lead | Tier 5 | Yes | Yes | Yes
[19 empty] | Yes | Lead | Tier 5 | Yes | Yes | Yes
[19 empty] | Yes | Lead | Tier 5 | Yes | Yes | Yes
[19 empty] | Yes | Lead | Tier 5 | Yes | Yes | Yes
[19 empty] | Yes | Lead | Tier 5 | Yes | Yes | Yes
[19 empty] | Yes | Lead | Tier 5 | Yes | Yes | Yes
[19 empty] | Yes | Lead | Tier 5 | Yes | Yes | Yes
[19 empty] | Yes | Lead | Tier 5 | Yes | Yes | Yes
[19 empty] | Yes | Lead | Tier 5 | Yes | Yes | Yes
[19 empty] | Yes | Lead | Tier 5 | Yes | Yes | Yes
[19 empty] | Yes | Lead | Tier 5 | Yes | Yes | Yes
[19 empty] | Yes | Lead | Tier 5 | Yes | Yes | Yes
[19 empty] | Yes | Lead | Tier 5 | Yes | Yes | Yes
[19 empty] | Yes | Lead | Tier 5 | Yes | Yes | Yes
[19 empty] | Yes | Lead | Tier 5 | Yes | Yes | Yes
[19 empty] | Yes | Lead | Tier 5 | Yes | Yes | Yes
[19 empty] | Yes | Lead | Tier 5 | Yes | Yes | Yes
[19 empty] | Yes | Lead | Tier 5 | Yes | Yes | Yes
[19 empty] | Yes | Lead | Tier 5 | Yes | Yes | Yes
[19 empty] | Yes | Lead | Tier 5 | Yes | Yes | Yes
[19 empty] | Yes | Lead | Tier 5 | Yes | Yes | Yes
[19 empty] | Yes | Lead | Tier 5 | Yes | Yes | Yes
[19 empty] | Yes | Lead | Tier 5 | Yes | Yes | Yes
[19 empty] | Yes | Lead | Tier 5 | Yes | Yes | Yes
[19 empty] | Yes | Lead | Tier 5 | Yes | Yes | Yes
[19 empty] | Yes | Lead | Tier 5 | Yes | Yes | Yes
[19 empty] | Yes | Lead | Tier 5 | Yes | Yes | Yes
[19 empty] | Yes | Lead | Tier 5 | Yes | Yes | Yes
[19 empty] | Yes | Lead | Tier 5 | Yes | Yes | Yes
[19 empty] | Yes | Lead | Tier 5 | Yes | Yes | Yes
[19 empty] | Yes | Lead | Tier 5 | Yes | Yes | Yes
[19 empty] | Yes | Lead | Tier 5 | Yes | Yes | Yes
[19 empty] | Yes | Lead | Tier 5 | Yes | Yes | Yes
[19 empty] | Yes | Lead | Tier 5 | Yes | Yes | Yes
[19 empty] | Yes | Lead | Tier 5 | Yes | Yes | Yes
[19 empty] | Yes | Lead | Tier 5 | Yes | Yes | Yes
[19 empty] | Yes | Lead | Tier 5 | Yes | Yes | Yes
[19 empty] | Yes | Lead | Tier 5 | Yes | Yes | Yes
[19 empty] | Yes | Lead | Tier 5 | Yes | Yes | Yes
[19 empty] | Yes | Lead | Tier 5 | Yes | Yes | Yes
[19 empty] | Yes | Lead | Tier 5 | Yes | Yes | Yes
[19 empty] | Yes | Lead | Tier 5 | Yes | Yes | Yes
[19 empty] | Yes | Lead | Tier 5 | Yes | Yes | Yes
[19 empty] | Yes | Lead | Tier 5 | Yes | Yes | Yes
[19 empty] | Yes | Lead | Tier 5 | Yes | Yes | Yes
[19 empty] | Yes | Lead | Tier 5 | Yes | Yes | Yes
[19 empty] | Yes | Lead | Tier 5 | Yes | Yes | Yes
[19 empty] | Yes | Lead | Tier 5 | Yes | Yes | Yes
[19 empty] | Yes | Lead | Tier 5 | Yes | Yes | Yes
[19 empty] | Yes | Lead | Tier 5 | Yes | Yes | Yes
[19 empty] | Yes | Lead | Tier 5 | Yes | Yes | Yes
[19 empty] | Yes | Lead | Tier 5 | Yes | Yes | Yes
[19 empty] | Yes | Lead | Tier 5 | Yes | Yes | Yes
[19 empty] | Yes | Lead | Tier 5 | Yes | Yes | Yes
[19 empty] | Yes | Lead | Tier 5 | Yes | Yes | Yes
[19 empty] | Yes | Lead | Tier 5 | Yes | Yes | Yes
[19 empty] | Yes | Lead | Tier 5 | Yes | Yes | Yes
[19 empty] | Yes | Lead | Tier 5 | Yes | Yes | Yes
[19 empty] | Yes | Lead | Tier 5 | Yes | Yes | Yes
[19 empty] | Yes | Lead | Tier 5 | Yes | Yes | Yes
[19 empty] | Yes | Lead | Tier 5 | Yes | Yes | Yes
[19 empty] | Yes | Lead | Tier 5 | Yes | Yes | Yes
[19 empty] | Yes | Lead | Tier 5 | Yes | Yes | Yes
[19 empty] | Yes | Lead | Tier 5 | Yes | Yes | Yes
[19 empty] | Yes | Lead | Tier 5 | Yes | Yes | Yes
[19 empty] | Yes | Lead | Tier 5 | Yes | Yes | Yes
[19 empty] | Yes | Lead | Tier 5 | Yes | Yes | Yes
[19 empty] | Yes | Lead | Tier 5 | Yes | Yes | Yes
[19 empty] | Yes | Lead | Tier 5 | Yes | Yes | Yes
[19 empty] | Yes | Lead | Tier 5 | Yes | Yes | Yes
[19 empty] | Yes | Lead | Tier 5 | Yes | Yes | Yes
[19 empty] | Yes | Lead | Tier 5 | Yes | Yes | Yes
[19 empty] | Yes | Lead | Tier 5 | Yes | Yes | Yes
[19 empty] | Yes | Lead | Tier 5 | Yes | Yes | Yes
[19 empty] | Yes | Lead | Tier 5 | Yes | Yes | Yes
[19 empty] | Yes | Lead | Tier 5 | Yes | Yes | Yes
[19 empty] | Yes | Lead | Tier 5 | Yes | Yes | Yes
[19 empty] | Yes | Lead | Tier 5 | Yes | Yes | Yes
[19 empty] | Yes | Lead | Tier 5 | Yes | Yes | Yes
[19 empty] | Yes | Lead | Tier 5 | Yes | Yes | Yes
[19 empty] | Yes | Lead | Tier 5 | Yes | Yes | Yes
[19 empty] | Yes | Lead | Tier 5 | Yes | Yes | Yes
[19 empty] | Yes | Lead | Tier 5 | Yes | Yes | Yes
[19 empty] | Yes | Lead | Tier 5 | Yes | Yes | Yes
[19 empty] | Yes | Lead | Tier 5 | Yes | Yes | Yes
[19 empty] | Yes | Lead | Tier 5 | Yes | Yes | Yes
[19 empty] | Yes | Lead | Tier 5 | Yes | Yes | Yes
[19 empty] | Yes | Lead | Tier 5 | Yes | Yes | Yes
[19 empty] | Yes | Lead | Tier 5 | Yes | Yes | Yes
[19 empty] | Yes | Lead | Tier 5 | Yes | Yes | Yes
[19 empty] | Yes | Lead | Tier 5 | Yes | Yes | Yes
[19 empty] | Yes | Lead | Tier 5 | Yes | Yes | Yes
[19 empty] | Yes | Lead | Tier 5 | Yes | Yes | Yes
[19 empty] | Yes | Lead | Tier 5 | Yes | Yes | Yes
[19 empty] | Yes | Lead | Tier 5 | Yes | Yes | Yes
[19 empty] | Yes | Lead | Tier 5 | Yes | Yes | Yes
[19 empty] | Yes | Lead | Tier 5 | Yes | Yes | Yes
[19 empty] | Yes | Lead | Tier 5 | Yes | Yes | Yes
[19 empty] | Yes | Lead | Tier 5 | Yes | Yes | Yes
[19 empty] | Yes | Lead | Tier 5 | Yes | Yes | Yes
[19 empty] | Yes | Lead | Tier 5 | Yes | Yes | Yes
[19 empty] | Yes | Lead | Tier 5 | Yes | Yes | Yes
[19 empty] | Yes | Lead | Tier 5 | Yes | Yes | Yes
[19 empty] | Yes | Lead | Tier 5 | Yes | Yes | Yes
[19 empty] | Yes | Lead | Tier 5 | Yes | Yes | Yes
[19 empty] | Yes | Lead | Tier 5 | Yes | Yes | Yes
[19 empty] | Yes | Lead | Tier 5 | Yes | Yes | Yes
[19 empty] | Yes | Lead | Tier 5 | Yes | Yes | Yes
[19 empty] | Yes | Lead | Tier 5 | Yes | Yes | Yes
[19 empty] | Yes | Lead | Tier 5 | Yes | Yes | Yes
[19 empty] | Yes | Lead | Tier 5 | Yes | Yes | Yes
[19 empty] | Yes | Lead | Tier 5 | Yes | Yes | Yes
[19 empty] | Yes | Lead | Tier 5 | Yes | Yes | Yes
[19 empty] | Yes | Lead | Tier 5 | Yes | Yes | Yes
[19 empty] | Yes | Lead | Tier 5 | Yes | Yes | Yes
[19 empty] | Yes | Lead | Tier 5 | Yes | Yes | Yes
[19 empty] | Yes | Lead | Tier 5 | Yes | Yes | Yes
[19 empty] | Yes | Lead | Tier 5 | Yes | Yes | Yes
[19 empty] | Yes | Lead | Tier 5 | Yes | Yes | Yes
[19 empty] | Yes | Lead | Tier 5 | Yes | Yes | Yes
[19 empty] | Yes | Lead | Tier 5 | Yes | Yes | Yes
[19 empty] | Yes | Lead | Tier 5 | Yes | Yes | Yes
[19 empty] | Yes | Lead | Tier 5 | Yes | Yes | Yes
[19 empty] | Yes | Lead | Tier 5 | Yes | Yes | Yes
[19 empty] | Yes | Lead | Tier 5 | Yes | Yes | Yes
[19 empty] | Yes | Lead | Tier 5 | Yes | Yes | Yes
[19 empty] | Yes | Lead | Tier 5 | Yes | Yes | Yes
[19 empty] | Yes | Lead | Tier 5 | Yes | Yes | Yes
[19 empty] | Yes | Lead | Tier 5 | Yes | Yes | Yes
[19 empty] | Yes | Lead | Tier 5 | Yes | Yes | Yes
[19 empty] | Yes | Lead | Tier 5 | Yes | Yes | Yes
[19 empty] | Yes | Lead | Tier 5 | Yes | Yes | Yes
[19 empty] | Yes | Lead | Tier 5 | Yes | Yes | Yes
[19 empty] | Yes | Lead | Tier 5 | Yes | Yes | Yes
[19 empty] | Yes | Lead | Tier 5 | Yes | Yes | Yes
[19 empty] | Yes | Lead | Tier 5 | Yes | Yes | Yes
[19 empty] | Yes | Lead | Tier 5 | Yes | Yes | Yes
[19 empty] | Yes | Lead | Tier 5 | Yes | Yes | Yes
[19 empty] | Yes | Lead | Tier 5 | Yes | Yes | Yes
[19 empty] | Yes | Lead | Tier 5 | Yes | Yes | Yes
[19 empty] | Yes | Lead | Tier 5 | Yes | Yes | Yes
[19 empty] | Yes | Lead | Tier 5 | Yes | Yes | Yes
[19 empty] | Yes | Lead | Tier 5 | Yes | Yes | Yes
[19 empty] | Yes | Lead | Tier 5 | Yes | Yes | Yes
[19 empty] | Yes | Lead | Tier 5 | Yes | Yes | Yes
[19 empty] | Yes | Lead | Tier 5 | Yes | Yes | Yes
[19 empty] | Yes | Lead | Tier 5 | Yes | Yes | Yes
[19 empty] | Yes | Lead | Tier 5 | Yes | Yes | Yes
[19 empty] | Yes | Lead | Tier 5 | Yes | Yes | Yes
[19 empty] | Yes | Lead | Tier 5 | Yes | Yes | Yes
[19 empty] | Yes | Lead | Tier 5 | Yes | Yes | Yes
[19 empty] | Yes | Lead | Tier 5 | Yes | Yes | Yes
[19 empty] | Yes | Lead | Tier 5 | Yes | Yes | Yes
[19 empty] | Yes | Lead | Tier 5 | Yes | Yes | Yes
[19 empty] | Yes | Lead | Tier 5 | Yes | Yes | Yes
[19 empty] | Yes | Lead | Tier 5 | Yes | Yes | Yes
[19 empty] | Yes | Lead | Tier 5 | Yes | Yes | Yes
[19 empty] | Yes | Lead | Tier 5 | Yes | Yes | Yes
[19 empty] | Yes | Lead | Tier 5 | Yes | Yes | Yes
[19 empty] | Yes | Lead | Tier 5 | Yes | Yes | Yes
[19 empty] | Yes | Lead | Tier 5 | Yes | Yes | Yes
[19 empty] | Yes | Lead | Tier 5 | Yes | Yes | Yes
[19 empty] | Yes | Lead | Tier 5 | Yes | Yes | Yes
[19 empty] | Yes | Lead | Tier 5 | Yes | Yes | Yes
[19 empty] | Yes | Lead | Tier 5 | Yes | Yes | Yes
[19 empty] | Yes | Lead | Tier 5 | Yes | Yes | Yes
[19 empty] | Yes | Lead | Tier 5 | Yes | Yes | Yes
[19 empty] | Yes | Lead | Tier 5 | Yes | Yes | Yes
[19 empty] | Yes | Lead | Tier 5 | Yes | Yes | Yes
[19 empty] | Yes | Lead | Tier 5 | Yes | Yes | Yes
[19 empty] | Yes | Lead | Tier 5 | Yes | Yes | Yes
[19 empty] | Yes | Lead | Tier 5 | Yes | Yes | Yes
[19 empty] | Yes | Lead | Tier 5 | Yes | Yes | Yes
[19 empty] | Yes | Lead | Tier 5 | Yes | Yes | Yes
[19 empty] | Yes | Lead | Tier 5 | Yes | Yes | Yes
[19 empty] | Yes | Lead | Tier 5 | Yes | Yes | Yes
[19 empty] | Yes | Lead | Tier 5 | Yes | Yes | Yes
[19 empty] | Yes | Lead | Tier 5 | Yes | Yes | Yes
[19 empty] | Yes | Lead | Tier 5 | Yes | Yes | Yes
[19 empty] | Yes | Lead | Tier 5 | Yes | Yes | Yes
[19 empty] | Yes | Lead | Tier 5 | Yes | Yes | Yes
[19 empty] | Yes | Lead | Tier 5 | Yes | Yes | Yes
[19 empty] | Yes | Lead | Tier 5 | Yes | Yes | Yes
[19 empty] | Yes | Lead | Tier 5 | Yes | Yes | Yes
[19 empty] | Yes | Lead | Tier 5 | Yes | Yes | Yes
[19 empty] | Yes | Lead | Tier 5 | Yes | Yes | Yes
[19 empty] | Yes | Lead | Tier 5 | Yes | Yes | Yes
[19 empty] | Yes | Lead | Tier 5 | Yes | Yes | Yes
[19 empty] | Yes | Lead | Tier 5 | Yes | Yes | Yes
[19 empty] | Yes | Lead | Tier 5 | Yes | Yes | Yes
[19 empty] | Yes | Lead | Tier 5 | Yes | Yes | Yes
[19 empty] | Yes | Lead | Tier 5 | Yes | Yes | Yes
[19 empty] | Yes | Lead | Tier 5 | Yes | Yes | Yes
[19 empty] | Yes | Lead | Tier 5 | Yes | Yes | Yes
[19 empty] | Yes | Lead | Tier 5 | Yes | Yes | Yes
[19 empty] | Yes | Lead | Tier 5 | Yes | Yes | Yes
[19 empty] | Yes | Lead | Tier 5 | Yes | Yes | Yes
[19 empty] | Yes | Lead | Tier 5 | Yes | Yes | Yes
[19 empty] | Yes | Lead | Tier 5 | Yes | Yes | Yes
[19 empty] | Yes | Lead | Tier 5 | Yes | Yes | Yes
[19 empty] | Yes | Lead | Tier 5 | Yes | Yes | Yes
[19 empty] | Yes | Lead | Tier 5 | Yes | Yes | Yes
[19 empty] | Yes | Lead | Tier 5 | Yes | Yes | Yes
[19 empty] | Yes | Lead | Tier 5 | Yes | Yes | Yes
[19 empty] | Yes | Lead | Tier 5 | Yes | Yes | Yes
[19 empty] | Yes | Lead | Tier 5 | Yes | Yes | Yes
[19 empty] | Yes | Lead | Tier 5 | Yes | Yes | Yes
[19 empty] | Yes | Lead | Tier 5 | Yes | Yes | Yes
[19 empty] | Yes | Lead | Tier 5 | Yes | Yes | Yes
[19 empty] | Yes | Lead | Tier 5 | Yes | Yes | Yes
[19 empty] | Yes | Lead | Tier 5 | Yes | Yes | Yes
[19 empty] | Yes | Lead | Tier 5 | Yes | Yes | Yes
[19 empty] | Yes | Lead | Tier 5 | Yes | Yes | Yes
[19 empty] | Yes | Lead | Tier 5 | Yes | Yes | Yes
[19 empty] | Yes | Lead | Tier 5 | Yes | Yes | Yes
[19 empty] | Yes | Lead | Tier 5 | Yes | Yes | Yes
[19 empty] | Yes | Lead | Tier 5 | Yes | Yes | Yes
[19 empty] | Yes | Lead | Tier 5 | Yes | Yes | Yes
[19 empty] | Yes | Lead | Tier 5 | Yes | Yes | Yes
[19 empty] | Yes | Lead | Tier 5 | Yes | Yes | Yes
[19 empty] | Yes | Lead | Tier 5 | Yes | Yes | Yes
[19 empty] | Yes | Lead | Tier 5 | Yes | Yes | Yes
[19 empty] | Yes | Lead | Tier 5 | Yes | Yes | Yes
[19 empty] | Yes | Lead | Tier 5 | Yes | Yes | Yes
[19 empty] | Yes | Lead | Tier 5 | Yes | Yes | Yes
[19 empty] | Yes | Lead | Tier 5 | Yes | Yes | Yes
[19 empty] | Yes | Lead | Tier 5 | Yes | Yes | Yes
[19 empty] | Yes | Lead | Tier 5 | Yes | Yes | Yes
[19 empty] | Yes | Lead | Tier 5 | Yes | Yes | Yes
[19 empty] | Yes | Lead | Tier 5 | Yes | Yes | Yes
[19 empty] | Yes | Lead | Tier 5 | Yes | Yes | Yes
[19 empty] | Yes | Lead | Tier 5 | Yes | Yes | Yes
[19 empty] | Yes | Lead | Tier 5 | Yes | Yes | Yes
[19 empty] | Yes | Lead | Tier 5 | Yes | Yes | Yes
[19 empty] | Yes | Lead | Tier 5 | Yes | Yes | Yes
[19 empty] | Yes | Lead | Tier 5 | Yes | Yes | Yes
[19 empty] | Yes | Lead | Tier 5 | Yes | Yes | Yes
[19 empty] | Yes | Lead | Tier 5 | Yes | Yes | Yes
[19 empty] | Yes | Lead | Tier 5 | Yes | Yes | Yes
[19 empty] | Yes | Lead | Tier 5 | Yes | Yes | Yes
[19 empty] | Yes | Lead | Tier 5 | Yes | Yes | Yes
[19 empty] | Yes | Lead | Tier 5 | Yes | Yes | Yes
[19 empty] | Yes | Lead | Tier 5 | Yes | Yes | Yes
[19 empty] | Yes | Lead | Tier 5 | Yes | Yes | Yes
[19 empty] | Yes | Lead | Tier 5 | Yes | Yes | Yes
[19 empty] | Yes | Lead | Tier 5 | Yes | Yes | Yes
[19 empty] | Yes | Lead | Tier 5 | Yes | Yes | Yes
[19 empty] | Yes | Lead | Tier 5 | Yes | Yes | Yes
[19 empty] | Yes | Lead | Tier 5 | Yes | Yes | Yes
[19 empty] | Yes | Lead | Tier 5 | Yes | Yes | Yes
[19 empty] | Yes | Lead | Tier 5 | Yes | Yes | Yes
[19 empty] | Yes | Lead | Tier 5 | Yes | Yes | Yes
[19 empty] | Yes | Lead | Tier 5 | Yes | Yes | Yes
[19 empty] | Yes | Lead | Tier 5 | Yes | Yes | Yes
[19 empty] | Yes | Lead | Tier 5 | Yes | Yes | Yes
[19 empty] | Yes | Lead | Tier 5 | Yes | Yes | Yes
[19 empty] | Yes | Lead | Tier 5 | Yes | Yes | Yes
[19 empty] | Yes | Lead | Tier 5 | Yes | Yes | Yes
[19 empty] | Yes | Lead | Tier 5 | Yes | Yes | Yes
[19 empty] | Yes | Lead | Tier 5 | Yes | Yes | Yes
[19 empty] | Yes | Lead | Tier 5 | Yes | Yes | Yes
[19 empty] | Yes | Lead | Tier 5 | Yes | Yes | Yes
[19 empty] | Yes | Lead | Tier 5 | Yes | Yes | Yes
[19 empty] | Yes | Lead | Tier 5 | Yes | Yes | Yes
[19 empty] | Yes | Lead | Tier 5 | Yes | Yes | Yes
[19 empty] | Yes | Lead | Tier 5 | Yes | Yes | Yes
[19 empty] | Yes | Lead | Tier 5 | Yes | Yes | Yes
[19 empty] | Yes | Lead | Tier 5 | Yes | Yes | Yes
[19 empty] | Yes | Lead | Tier 5 | Yes | Yes | Yes
[19 empty] | Yes | Lead | Tier 5 | Yes | Yes | Yes
[19 empty] | Yes | Lead | Tier 5 | Yes | Yes | Yes
[19 empty] | Yes | Lead | Tier 5 | Yes | Yes | Yes
[19 empty] | Yes | Lead | Tier 5 | Yes | Yes | Yes
[19 empty] | Yes | Lead | Tier 5 | Yes | Yes | Yes
[19 empty] | Yes | Lead | Tier 5 | Yes | Yes | Yes
[19 empty] | Yes | Lead | Tier 5 | Yes | Yes | Yes
[19 empty] | Yes | Lead | Tier 5 | Yes | Yes | Yes
[19 empty] | Yes | Lead | Tier 5 | Yes | Yes | Yes
[19 empty] | Yes | Lead | Tier 5 | Yes | Yes | Yes
[19 empty] | Yes | Lead | Tier 5 | Yes | Yes | Yes
[19 empty] | Yes | Lead | Tier 5 | Yes | Yes | Yes
[19 empty] | Yes | Lead | Tier 5 | Yes | Yes | Yes
[19 empty] | Yes | Lead | Tier 5 | Yes | Yes | Yes
[19 empty] | Yes | Lead | Tier 5 | Yes | Yes | Yes
[19 empty] | Yes | Lead | Tier 5 | Yes | Yes | Yes
[19 empty] | Yes | Lead | Tier 5 | Yes | Yes | Yes
[19 empty] | Yes | Lead | Tier 5 | Yes | Yes | Yes
[19 empty] | Yes | Lead | Tier 5 | Yes | Yes | Yes
[19 empty] | Yes | Lead | Tier 5 | Yes | Yes | Yes
[19 empty] | Yes | Lead | Tier 5 | Yes | Yes | Yes
[19 empty] | Yes | Lead | Tier 5 | Yes | Yes | Yes
[19 empty] | Yes | Lead | Tier 5 | Yes | Yes | Yes
[19 empty] | Yes | Lead | Tier 5 | Yes | Yes | Yes
[19 empty] | Yes | Lead | Tier 5 | Yes | Yes | Yes
[19 empty] | Yes | Lead | Tier 5 | Yes | Yes | Yes
[19 empty] | Yes | Lead | Tier 5 | Yes | Yes | Yes
[19 empty] | Yes | Lead | Tier 5 | Yes | Yes | Yes
[19 empty] | Yes | Lead | Tier 5 | Yes | Yes | Yes
[19 empty] | Yes | Lead | Tier 5 | Yes | Yes | Yes
[19 empty] | Yes | Lead | Tier 5 | Yes | Yes | Yes
[19 empty] | Yes | Lead | Tier 5 | Yes | Yes | Yes
[19 empty] | Yes | Lead | Tier 5 | Yes | Yes | Yes
[19 empty] | Yes | Lead | Tier 5 | Yes | Yes | Yes
[19 empty] | Yes | Lead | Tier 5 | Yes | Yes | Yes
[19 empty] | Yes | Lead | Tier 5 | Yes | Yes | Yes
[19 empty] | Yes | Lead | Tier 5 | Yes | Yes | Yes
[19 empty] | Yes | Lead | Tier 5 | Yes | Yes | Yes
[19 empty] | Yes | Lead | Tier 5 | Yes | Yes | Yes
[19 empty] | Yes | Lead | Tier 5 | Yes | Yes | Yes
[19 empty] | Yes | Lead | Tier 5 | Yes | Yes | Yes
[19 empty] | Yes | Lead | Tier 5 | Yes | Yes | Yes
[19 empty] | Yes | Lead | Tier 5 | Yes | Yes | Yes
[19 empty] | Yes | Lead | Tier 5 | Yes | Yes | Yes
[19 empty] | Yes | Lead | Tier 5 | Yes | Yes | Yes
[19 empty] | Yes | Lead | Tier 5 | Yes | Yes | Yes
[19 empty] | Yes | Lead | Tier 5 | Yes | Yes | Yes
[19 empty] | Yes | Lead | Tier 5 | Yes | Yes | Yes
[19 empty] | Yes | Lead | Tier 5 | Yes | Yes | Yes
[19 empty] | Yes | Lead | Tier 5 | Yes | Yes | Yes
[19 empty] | Yes | Lead | Tier 5 | Yes | Yes | Yes
[19 empty] | Yes | Lead | Tier 5 | Yes | Yes | Yes
[19 empty] | Yes | Lead | Tier 5 | Yes | Yes | Yes
[19 empty] | Yes | Lead | Tier 5 | Yes | Yes | Yes
[19 empty] | Yes | Lead | Tier 5 | Yes | Yes | Yes
[19 empty] | Yes | Lead | Tier 5 | Yes | Yes | Yes
[19 empty] | Yes | Lead | Tier 5 | Yes | Yes | Yes
[19 empty] | Yes | Lead | Tier 5 | Yes | Yes | Yes
[19 empty] | Yes | Lead | Tier 5 | Yes | Yes | Yes
[19 empty] | Yes | Lead | Tier 5 | Yes | Yes | Yes
[19 empty] | Yes | Lead | Tier 5 | Yes | Yes | Yes
[19 empty] | Yes | Lead | Tier 5 | Yes | Yes | Yes
[19 empty] | Yes | Lead | Tier 5 | Yes | Yes | Yes
[19 empty] | Yes | Lead | Tier 5 | Yes | Yes | Yes
[19 empty] | Yes | Lead | Tier 5 | Yes | Yes | Yes
[19 empty] | Yes | Lead | Tier 5 | Yes | Yes | Yes
[19 empty] | Yes | Lead | Tier 5 | Yes | Yes | Yes
[19 empty] | Yes | Lead | Tier 5 | Yes | Yes | Yes
[19 empty] | Yes | Lead | Tier 5 | Yes | Yes | Yes
[19 empty] | Yes | Lead | Tier 5 | Yes | Yes | Yes
[19 empty] | Yes | Lead | Tier 5 | Yes | Yes | Yes
[19 empty] | Yes | Lead | Tier 5 | Yes | Yes | Yes
[19 empty] | Yes | Lead | Tier 5 | Yes | Yes | Yes
[19 empty] | Yes | Lead | Tier 5 | Yes | Yes | Yes
[19 empty] | Yes | Lead | Tier 5 | Yes | Yes | Yes
[19 empty] | Yes | Lead | Tier 5 | Yes | Yes | Yes
[19 empty] | Yes | Lead | Tier 5 | Yes | Yes | Yes
[19 empty] | Yes | Lead | Tier 5 | Yes | Yes | Yes
[19 empty] | Yes | Lead | Tier 5 | Yes | Yes | Yes
[19 empty] | Yes | Lead | Tier 5 | Yes | Yes | Yes
[19 empty] | Yes | Lead | Tier 5 | Yes | Yes | Yes
[19 empty] | Yes | Lead | Tier 5 | Yes | Yes | Yes
[19 empty] | Yes | Lead | Tier 5 | Yes | Yes | Yes
[19 empty] | Yes | Lead | Tier 5 | Yes | Yes | Yes
[19 empty] | Yes | Lead | Tier 5 | Yes | Yes | Yes
[19 empty] | Yes | Lead | Tier 5 | Yes | Yes | Yes
[19 empty] | Yes | Lead | Tier 5 | Yes | Yes | Yes
[19 empty] | Yes | Lead | Tier 5 | Yes | Yes | Yes
[19 empty] | Yes | Lead | Tier 5 | Yes | Yes | Yes
[19 empty] | Yes | Lead | Tier 5 | Yes | Yes | Yes
[19 empty] | Yes | Lead | Tier 5 | Yes | Yes | Yes
[19 empty] | Yes | Lead | Tier 5 | Yes | Yes | Yes
[19 empty] | Yes | Lead | Tier 5 | Yes | Yes | Yes
[19 empty] | Yes | Lead | Tier 5 | Yes | Yes | Yes
[19 empty] | Yes | Lead | Tier 5 | Yes | Yes | Yes
[19 empty] | Yes | Lead | Tier 5 | Yes | Yes | Yes
[19 empty] | Yes | Lead | Tier 5 | Yes | Yes | Yes
[19 empty] | Yes | Lead | Tier 5 | Yes | Yes | Yes
[19 empty] | Yes | Lead | Tier 5 | Yes | Yes | Yes
[19 empty] | Yes | Lead | Tier 5 | Yes | Yes | Yes
[19 empty] | Yes | Lead | Tier 5 | Yes | Yes | Yes
[19 empty] | Yes | Lead | Tier 5 | Yes | Yes | Yes
[19 empty] | Yes | Lead | Tier 5 | Yes | Yes | Yes
[19 empty] | Yes | Lead | Tier 5 | Yes | Yes | Yes
[19 empty] | Yes | Lead | Tier 5 | Yes | Yes | Yes
[19 empty] | Yes | Lead | Tier 5 | Yes | Yes | Yes
[19 empty] | Yes | Lead | Tier 5 | Yes | Yes | Yes
[19 empty] | Yes | Lead | Tier 5 | Yes | Yes | Yes
[19 empty] | Yes | Lead | Tier 5 | Yes | Yes | Yes
[19 empty] | Yes | Lead | Tier 5 | Yes | Yes | Yes
[19 empty] | Yes | Lead | Tier 5 | Yes | Yes | Yes
[19 empty] | Yes | Lead | Tier 5 | Yes | Yes | Yes
[19 empty] | Yes | Lead | Tier 5 | Yes | Yes | Yes
[19 empty] | Yes | Lead | Tier 5 | Yes | Yes | Yes
[19 empty] | Yes | Lead | Tier 5 | Yes | Yes | Yes
[19 empty] | Yes | Lead | Tier 5 | Yes | Yes | Yes
[19 empty] | Yes | Lead | Tier 5 | Yes | Yes | Yes
[19 empty] | Yes | Lead | Tier 5 | Yes | Yes | Yes
[19 empty] | Yes | Lead | Tier 5 | Yes | Yes | Yes
[19 empty] | Yes | Lead | Tier 5 | Yes | Yes | Yes
[19 empty] | Yes | Lead | Tier 5 | Yes | Yes | Yes
[19 empty] | Yes | Lead | Tier 5 | Yes | Yes | Yes
[19 empty] | Yes | Lead | Tier 5 | Yes | Yes | Yes
[19 empty] | Yes | Lead | Tier 5 | Yes | Yes | Yes
[19 empty] | Yes | Lead | Tier 5 | Yes | Yes | Yes
[19 empty] | Yes | Lead | Tier 5 | Yes | Yes | Yes
[19 empty] | Yes | Lead | Tier 5 | Yes | Yes | Yes
[19 empty] | Yes | Lead | Tier 5 | Yes | Yes | Yes
[19 empty] | Yes | Lead | Tier 5 | Yes | Yes | Yes
[19 empty] | Yes | Lead | Tier 5 | Yes | Yes | Yes
[19 empty] | Yes | Lead | Tier 5 | Yes | Yes | Yes
[19 empty] | Yes | Lead | Tier 5 | Yes | Yes | Yes
[19 empty] | Yes | Lead | Tier 5 | Yes | Yes | Yes
[19 empty] | Yes | Lead | Tier 5 | Yes | Yes | Yes
[19 empty] | Yes | Lead | Tier 5 | Yes | Yes | Yes
[19 empty] | Yes | Lead | Tier 5 | Yes | Yes | Yes
[19 empty] | Yes | Lead | Tier 5 | Yes | Yes | Yes
[19 empty] | Yes | Lead | Tier 5 | Yes | Yes | Yes
[19 empty] | Yes | Lead | Tier 5 | Yes | Yes | Yes
[19 empty] | Yes | Lead | Tier 5 | Yes | Yes | Yes
[19 empty] | Yes | Lead | Tier 5 | Yes | Yes | Yes
[19 empty] | Yes | Lead | Tier 5 | Yes | Yes | Yes
[19 empty] | Yes | Lead | Tier 5 | Yes | Yes | Yes
[19 empty] | Yes | Lead | Tier 5 | Yes | Yes | Yes
[19 empty] | Yes | Lead | Tier 5 | Yes | Yes | Yes
[19 empty] | Yes | Lead | Tier 5 | Yes | Yes | Yes
[19 empty] | Yes | Lead | Tier 5 | Yes | Yes | Yes
[19 empty] | Yes | Lead | Tier 5 | Yes | Yes | Yes
[19 empty] | Yes | Lead | Tier 5 | Yes | Yes | Yes
[19 empty] | Yes | Lead | Tier 5 | Yes | Yes | Yes
[19 empty] | Yes | Lead | Tier 5 | Yes | Yes | Yes
[19 empty] | Yes | Lead | Tier 5 | Yes | Yes | Yes
[19 empty] | Yes | Lead | Tier 5 | Yes | Yes | Yes
[19 empty] | Yes | Lead | Tier 5 | Yes | Yes | Yes
[19 empty] | Yes | Lead | Tier 5 | Yes | Yes | Yes
[19 empty] | Yes | Lead | Tier 5 | Yes | Yes | Yes
[19 empty] | Yes | Lead | Tier 5 | Yes | Yes | Yes
[19 empty] | Yes | Lead | Tier 5 | Yes | Yes | Yes
[19 empty] | Yes | Lead | Tier 5 | Yes | Yes | Yes
[19 empty] | Yes | Lead | Tier 5 | Yes | Yes | Yes
[19 empty] | Yes | Lead | Tier 5 | Yes | Yes | Yes
[19 empty] | Yes | Lead | Tier 5 | Yes | Yes | Yes
[19 empty] | Yes | Lead | Tier 5 | Yes | Yes | Yes
[19 empty] | Yes | Lead | Tier 5 | Yes | Yes | Yes
[19 empty] | Yes | Lead | Tier 5 | Yes | Yes | Yes
[19 empty] | Yes | Lead | Tier 5 | Yes | Yes | Yes
[19 empty] | Yes | Lead | Tier 5 | Yes | Yes | Yes
[19 empty] | Yes | Lead | Tier 5 | Yes | Yes | Yes
[19 empty] | Yes | Lead | Tier 5 | Yes | Yes | Yes
[19 empty] | Yes | Lead | Tier 5 | Yes | Yes | Yes
[19 empty] | Yes | Lead | Tier 5 | Yes | Yes | Yes
[19 empty] | Yes | Lead | Tier 5 | Yes | Yes | Yes
[19 empty] | Yes | Lead | Tier 5 | Yes | Yes | Yes
[19 empty] | Yes | Lead | Tier 5 | Yes | Yes | Yes
[19 empty] | Yes | Lead | Tier 5 | Yes | Yes | Yes
[19 empty] | Yes | Lead | Tier 5 | Yes | Yes | Yes
[19 empty] | Yes | Lead | Tier 5 | Yes | Yes | Yes
[19 empty] | Yes | Lead | Tier 5 | Yes | Yes | Yes
[19 empty] | Yes | Lead | Tier 5 | Yes | Yes | Yes
[19 empty] | Yes | Lead | Tier 5 | Yes | Yes | Yes
[19 empty] | Yes | Lead | Tier 5 | Yes | Yes | Yes
[19 empty] | Yes | Lead | Tier 5 | Yes | Yes | Yes
[19 empty] | Yes | Lead | Tier 5 | Yes | Yes | Yes
[19 empty] | Yes | Lead | Tier 5 | Yes | Yes | Yes
[19 empty] | Yes | Lead | Tier 5 | Yes | Yes | Yes
[19 empty] | Yes | Lead | Tier 5 | Yes | Yes | Yes
[19 empty] | Yes | Lead | Tier 5 | Yes | Yes | Yes
[19 empty] | Yes | Lead | Tier 5 | Yes | Yes | Yes
[19 empty] | Yes | Lead | Tier 5 | Yes | Yes | Yes
[19 empty] | Yes | Lead | Tier 5 | Yes | Yes | Yes
[19 empty] | Yes | Lead | Tier 5 | Yes | Yes | Yes
[19 empty] | Yes | Lead | Tier 5 | Yes | Yes | Yes
[19 empty] | Yes | Lead | Tier 5 | Yes | Yes | Yes
[19 empty] | Yes | Lead | Tier 5 | Yes | Yes | Yes
[19 empty] | Yes | Lead | Tier 5 | Yes | Yes | Yes
[19 empty] | Yes | Lead | Tier 5 | Yes | Yes | Yes
[19 empty] | Yes | Lead | Tier 5 | Yes | Yes | Yes
[19 empty] | Yes | Lead | Tier 5 | Yes | Yes | Yes
[19 empty] | Yes | Lead | Tier 5 | Yes | Yes | Yes
[19 empty] | Yes | Lead | Tier 5 | Yes | Yes | Yes
[19 empty] | Yes | Lead | Tier 5 | Yes | Yes | Yes
[19 empty] | Yes | Lead | Tier 5 | Yes | Yes | Yes
[19 empty] | Yes | Lead | Tier 5 | Yes | Yes | Yes
[19 empty] | Yes | Lead | Tier 5 | Yes | Yes | Yes
[19 empty] | Yes | Lead | Tier 5 | Yes | Yes | Yes
[19 empty] | Yes | Lead | Tier 5 | Yes | Yes | Yes
[19 empty] | Yes | Lead | Tier 5 | Yes | Yes | Yes
[19 empty] | Yes | Lead | Tier 5 | Yes | Yes | Yes
[19 empty] | Yes | Lead | Tier 5 | Yes | Yes | Yes
[19 empty] | Yes | Lead | Tier 5 | Yes | Yes | Yes
[19 empty] | Yes | Lead | Tier 5 | Yes | Yes | Yes
[19 empty] | Yes | Lead | Tier 5 | Yes | Yes | Yes
[19 empty] | Yes | Lead | Tier 5 | Yes | Yes | Yes
[19 empty] | Yes | Lead | Tier 5 | Yes | Yes | Yes
[19 empty] | Yes | Lead | Tier 5 | Yes | Yes | Yes
[19 empty] | Yes | Lead | Tier 5 | Yes | Yes | Yes
[19 empty] | Yes | Lead | Tier 5 | Yes | Yes | Yes
[19 empty] | Yes | Lead | Tier 5 | Yes | Yes | Yes
[19 empty] | Yes | Lead | Tier 5 | Yes | Yes | Yes
[19 empty] | Yes | Lead | Tier 5 | Yes | Yes | Yes
[19 empty] | Yes | Lead | Tier 5 | Yes | Yes | Yes
[19 empty] | Yes | Lead | Tier 5 | Yes | Yes | Yes
[19 empty] | Yes | Lead | Tier 5 | Yes | Yes | Yes
[19 empty] | Yes | Lead | Tier 5 | Yes | Yes | Yes
[19 empty] | Yes | Lead | Tier 5 | Yes | Yes | Yes
[19 empty] | Yes | Lead | Tier 5 | Yes | Yes | Yes
[19 empty] | Yes | Lead | Tier 5 | Yes | Yes | Yes
[19 empty] | Yes | Lead | Tier 5 | Yes | Yes | Yes
[19 empty] | Yes | Lead | Tier 5 | Yes | Yes | Yes
[19 empty] | Yes | Lead | Tier 5 | Yes | Yes | Yes
[19 empty] | Yes | Lead | Tier 5 | Yes | Yes | Yes
[19 empty] | Yes | Lead | Tier 5 | Yes | Yes | Yes
[19 empty] | Yes | Lead | Tier 5 | Yes | Yes | Yes
[19 empty] | Yes | Lead | Tier 5 | Yes | Yes | Yes
[19 empty] | Yes | Lead | Tier 5 | Yes | Yes | Yes
[19 empty] | Yes | Lead | Tier 5 | Yes | Yes | Yes
[19 empty] | Yes | Lead | Tier 5 | Yes | Yes | Yes
[19 empty] | Yes | Lead | Tier 5 | Yes | Yes | Yes
[19 empty] | Yes | Lead | Tier 5 | Yes | Yes | Yes
[19 empty] | Yes | Lead | Tier 5 | Yes | Yes | Yes
[19 empty] | Yes | Lead | Tier 5 | Yes | Yes | Yes
[19 empty] | Yes | Lead | Tier 5 | Yes | Yes | Yes
[19 empty] | Yes | Lead | Tier 5 | Yes | Yes | Yes
[19 empty] | Yes | Lead | Tier 5 | Yes | Yes | Yes
[19 empty] | Yes | Lead | Tier 5 | Yes | Yes | Yes
[19 empty] | Yes | Lead | Tier 5 | Yes | Yes | Yes
[19 empty] | Yes | Lead | Tier 5 | Yes | Yes | Yes
[19 empty] | Yes | Lead | Tier 5 | Yes | Yes | Yes
[19 empty] | Yes | Lead | Tier 5 | Yes | Yes | Yes
[19 empty] | Yes | Lead | Tier 5 | Yes | Yes | Yes
[19 empty] | Yes | Lead | Tier 5 | Yes | Yes | Yes
[19 empty] | Yes | Lead | Tier 5 | Yes | Yes | Yes
[19 empty] | Yes | Lead | Tier 5 | Yes | Yes | Yes
[19 empty] | Yes | Lead | Tier 5 | Yes | Yes | Yes
[19 empty] | Yes | Lead | Tier 5 | Yes | Yes | Yes
[19 empty] | Yes | Lead | Tier 5 | Yes | Yes | Yes
[19 empty] | Yes | Lead | Tier 5 | Yes | Yes | Yes
[19 empty] | Yes | Lead | Tier 5 | Yes | Yes | Yes
[19 empty] | Yes | Lead | Tier 5 | Yes | Yes | Yes
[19 empty] | Yes | Lead | Tier 5 | Yes | Yes | Yes
[19 empty] | Yes | Lead | Tier 5 | Yes | Yes | Yes
[19 empty] | Yes | Lead | Tier 5 | Yes | Yes | Yes
[19 empty] | Yes | Lead | Tier 5 | Yes | Yes | Yes
[19 empty] | Yes | Lead | Tier 5 | Yes | Yes | Yes
[19 empty] | Yes | Lead | Tier 5 | Yes | Yes | Yes
[19 empty] | Yes | Lead | Tier 5 | Yes | Yes | Yes
[19 empty] | Yes | Lead | Tier 5 | Yes | Yes | Yes
[19 empty] | Yes | Lead | Tier 5 | Yes | Yes | Yes
[19 empty] | Yes | Lead | Tier 5 | Yes | Yes | Yes
[19 empty] | Yes | Lead | Tier 5 | Yes | Yes | Yes
[19 empty] | Yes | Lead | Tier 5 | Yes | Yes | Yes
[19 empty] | Yes | Lead | Tier 5 | Yes | Yes | Yes
[19 empty] | Yes | Lead | Tier 5 | Yes | Yes | Yes
[19 empty] | Yes | Lead | Tier 5 | Yes | Yes | Yes
[19 empty] | Yes | Lead | Tier 5 | Yes | Yes | Yes
[19 empty] | Yes | Lead | Tier 5 | Yes | Yes | Yes
[19 empty] | Yes | Lead | Tier 5 | Yes | Yes | Yes
[19 empty] | Yes | Lead | Tier 5 | Yes | Yes | Yes
[19 empty] | Yes | Lead | Tier 5 | Yes | Yes | Yes
[19 empty] | Yes | Lead | Tier 5 | Yes | Yes | Yes
[19 empty] | Yes | Lead | Tier 5 | Yes | Yes | Yes
[19 empty] | Yes | Lead | Tier 5 | Yes | Yes | Yes
[19 empty] | Yes | Lead | Tier 5 | Yes | Yes | Yes
[19 empty] | Yes | Lead | Tier 5 | Yes | Yes | Yes
[19 empty] | Yes | Lead | Tier 5 | Yes | Yes | Yes
[19 empty] | Yes | Lead | Tier 5 | Yes | Yes | Yes
[19 empty] | Yes | Lead | Tier 5 | Yes | Yes | Yes
[19 empty] | Yes | Lead | Tier 5 | Yes | Yes | Yes
[19 empty] | Yes | Lead | Tier 5 | Yes | Yes | Yes
[19 empty] | Yes | Lead | Tier 5 | Yes | Yes | Yes
[19 empty] | Yes | Lead | Tier 5 | Yes | Yes | Yes
[19 empty] | Yes | Lead | Tier 5 | Yes | Yes | Yes
[19 empty] | Yes | Lead | Tier 5 | Yes | Yes | Yes
[19 empty] | Yes | Lead | Tier 5 | Yes | Yes | Yes
[19 empty] | Yes | Lead | Tier 5 | Yes | Yes | Yes
[19 empty] | Yes | Lead | Tier 5 | Yes | Yes | Yes
[19 empty] | Yes | Lead | Tier 5 | Yes | Yes | Yes
[19 empty] | Yes | Lead | Tier 5 | Yes | Yes | Yes
[19 empty] | Yes | Lead | Tier 5 | Yes | Yes | Yes
[19 empty] | Yes | Lead | Tier 5 | Yes | Yes | Yes
[19 empty] | Yes | Lead | Tier 5 | Yes | Yes | Yes
[19 empty] | Yes | Lead | Tier 5 | Yes | Yes | Yes
[19 empty] | Yes | Lead | Tier 5 | Yes | Yes | Yes
[19 empty] | Yes | Lead | Tier 5 | Yes | Yes | Yes
[19 empty] | Yes | Lead | Tier 5 | Yes | Yes | Yes
[19 empty] | Yes | Lead | Tier 5 | Yes | Yes | Yes
[19 empty] | Yes | Lead | Tier 5 | Yes | Yes | Yes
[19 empty] | Yes | Lead | Tier 5 | Yes | Yes | Yes
[19 empty] | Yes | Lead | Tier 5 | Yes | Yes | Yes
[19 empty] | Yes | Lead | Tier 5 | Yes | Yes | Yes
[19 empty] | Yes | Lead | Tier 5 | Yes | Yes | Yes
[19 empty] | Yes | Lead | Tier 5 | Yes | Yes | Yes
[19 empty] | Yes | Lead | Tier 5 | Yes | Yes | Yes
[19 empty] | Yes | Lead | Tier 5 | Yes | Yes | Yes
[19 empty] | Yes | Lead | Tier 5 | Yes | Yes | Yes
[19 empty] | Yes | Lead | Tier 5 | Yes | Yes | Yes
[19 empty] | Yes | Lead | Tier 5 | Yes | Yes | Yes
[19 empty] | Yes | Lead | Tier 5 | Yes | Yes | Yes
[19 empty] | Yes | Lead | Tier 5 | Yes | Yes | Yes
[19 empty] | Yes | Lead | Tier 5 | Yes | Yes | Yes
[19 empty] | Yes | Lead | Tier 5 | Yes | Yes | Yes
[19 empty] | Yes | Lead | Tier 5 | Yes | Yes | Yes
[19 empty] | Yes | Lead | Tier 5 | Yes | Yes | Yes
[19 empty] | Yes | Lead | Tier 5 | Yes | Yes | Yes
[19 empty] | Yes | Lead | Tier 5 | Yes | Yes | Yes
[19 empty] | Yes | Lead | Tier 5 | Yes | Yes | Yes
[19 empty] | Yes | Lead | Tier 5 | Yes | Yes | Yes
[19 empty] | Yes | Lead | Tier 5 | Yes | Yes | Yes
[19 empty] | Yes | Lead | Tier 5 | Yes | Yes | Yes
[19 empty] | Yes | Lead | Tier 5 | Yes | Yes | Yes
[19 empty] | Yes | Lead | Tier 5 | Yes | Yes | Yes
[19 empty] | Yes | Lead | Tier 5 | Yes | Yes | Yes
[19 empty] | Yes | Lead | Tier 5 | Yes | Yes | Yes
[19 empty] | Yes | Lead | Tier 5 | Yes | Yes | Yes
[19 empty] | Yes | Lead | Tier 5 | Yes | Yes | Yes
[19 empty] | Yes | Lead | Tier 5 | Yes | Yes | Yes
[19 empty] | Yes | Lead | Tier 5 | Yes | Yes | Yes
[19 empty] | Yes | Lead | Tier 5 | Yes | Yes | Yes
[19 empty] | Yes | Lead | Tier 5 | Yes | Yes | Yes
[19 empty] | Yes | Lead | Tier 5 | Yes | Yes | Yes
[19 empty] | Yes | Lead | Tier 5 | Yes | Yes | Yes
[19 empty] | Yes | Lead | Tier 5 | Yes | Yes | Yes
[19 empty] | Yes | Lead | Tier 5 | Yes | Yes | Yes
[19 empty] | Yes | Lead | Tier 5 | Yes | Yes | Yes
[19 empty] | Yes | Lead | Tier 5 | Yes | Yes | Yes
[19 empty] | Yes | Lead | Tier 5 | Yes | Yes | Yes
[19 empty] | Yes | Lead | Tier 5 | Yes | Yes | Yes
[19 empty] | Yes | Lead | Tier 5 | Yes | Yes | Yes
[19 empty] | Yes | Lead | Tier 5 | Yes | Yes | Yes
[19 empty] | Yes | Lead | Tier 5 | Yes | Yes | Yes
[19 empty] | Yes | Lead | Tier 5 | Yes | Yes | Yes
[19 empty] | Yes | Lead | Tier 5 | Yes | Yes | Yes
[19 empty] | Yes | Lead | Tier 5 | Yes | Yes | Yes
[19 empty] | Yes | Lead | Tier 5 | Yes | Yes | Yes
[19 empty] | Yes | Lead | Tier 5 | Yes | Yes | Yes
[19 empty] | Yes | Lead | Tier 5 | Yes | Yes | Yes
[19 empty] | Yes | Lead | Tier 5 | Yes | Yes | Yes
[19 empty] | Yes | Lead | Tier 5 | Yes | Yes | Yes
[19 empty] | Yes | Lead | Tier 5 | Yes | Yes | Yes
[19 empty] | Yes | Lead | Tier 5 | Yes | Yes | Yes
[19 empty] | Yes | Lead | Tier 5 | Yes | Yes | Yes
[19 empty] | Yes | Lead | Tier 5 | Yes | Yes | Yes
[19 empty] | Yes | Lead | Tier 5 | Yes | Yes | Yes
[19 empty] | Yes | Lead | Tier 5 | Yes | Yes | Yes
[19 empty] | Yes | Lead | Tier 5 | Yes | Yes | Yes
[19 empty] | Yes | Lead | Tier 5 | Yes | Yes | Yes
[19 empty] | Yes | Lead | Tier 5 | Yes | Yes | Yes
[19 empty] | Yes | Lead | Tier 5 | Yes | Yes | Yes
[19 empty] | Yes | Lead | Tier 5 | Yes | Yes | Yes
[19 empty] | Yes | Lead | Tier 5 | Yes | Yes | Yes
[19 empty] | Yes | Lead | Tier 5 | Yes | Yes | Yes
[19 empty] | Yes | Lead | Tier 5 | Yes | Yes | Yes
[19 empty] | Yes | Lead | Tier 5 | Yes | Yes | Yes
[19 empty] | Yes | Lead | Tier 5 | Yes | Yes | Yes
[19 empty] | Yes | Lead | Tier 5 | Yes | Yes | Yes
[19 empty] | Yes | Lead | Tier 5 | Yes | Yes | Yes
[19 empty] | Yes | Lead | Tier 5 | Yes | Yes | Yes
[19 empty] | Yes | Lead | Tier 5 | Yes | Yes | Yes
[19 empty] | Yes | Lead | Tier 5 | Yes | Yes | Yes
[19 empty] | Yes | Lead | Tier 5 | Yes | Yes | Yes
[19 empty] | Yes | Lead | Tier 5 | Yes | Yes | Yes
[19 empty] | Yes | Lead | Tier 5 | Yes | Yes | Yes
[19 empty] | Yes | Lead | Tier 5 | Yes | Yes | Yes
[19 empty] | Yes | Lead | Tier 5 | Yes | Yes | Yes
[19 empty] | Yes | Lead | Tier 5 | Yes | Yes | Yes
[19 empty] | Yes | Lead | Tier 5 | Yes | Yes | Yes
[19 empty] | Yes | Lead | Tier 5 | Yes | Yes | Yes
[19 empty] | Yes | Lead | Tier 5 | Yes | Yes | Yes
[19 empty] | Yes | Lead | Tier 5 | Yes | Yes | Yes
[19 empty] | Yes | Lead | Tier 5 | Yes | Yes | Yes
[19 empty] | Yes | Lead | Tier 5 | Yes | Yes | Yes
[19 empty] | Yes | Lead | Tier 5 | Yes | Yes | Yes
[19 empty] | Yes | Lead | Tier 5 | Yes | Yes | Yes
[19 empty] | Yes | Lead | Tier 5 | Yes | Yes | Yes
[19 empty] | Yes | Lead | Tier 5 | Yes | Yes | Yes
[19 empty] | Yes | Lead | Tier 5 | Yes | Yes | Yes
[19 empty] | Yes | Lead | Tier 5 | Yes | Yes | Yes
[19 empty] | Yes | Lead | Tier 5 | Yes | Yes | Yes
[19 empty] | Yes | Lead | Tier 5 | Yes | Yes | Yes
[19 empty] | Yes | Lead | Tier 5 | Yes | Yes | Yes
[19 empty] | Yes | Lead | Tier 5 | Yes | Yes | Yes
[19 empty] | Yes | Lead | Tier 5 | Yes | Yes | Yes
[19 empty] | Yes | Lead | Tier 5 | Yes | Yes | Yes
[19 empty] | Yes | Lead | Tier 5 | Yes | Yes | Yes
[19 empty] | Yes | Lead | Tier 5 | Yes | Yes | Yes
[19 empty] | Yes | Lead | Tier 5 | Yes | Yes | Yes
[19 empty] | Yes | Lead | Tier 5 | Yes | Yes | Yes
[19 empty] | Yes | Lead | Tier 5 | Yes | Yes | Yes
[19 empty] | Yes | Lead | Tier 5 | Yes | Yes | Yes
[19 empty] | Yes | Lead | Tier 5 | Yes | Yes | Yes
[19 empty] | Yes | Lead | Tier 5 | Yes | Yes | Yes
[19 empty] | Yes | Lead | Tier 5 | Yes | Yes | Yes
[19 empty] | Yes | Lead | Tier 5 | Yes | Yes | Yes
[19 empty] | Yes | Lead | Tier 5 | Yes | Yes | Yes
[19 empty] | Yes | Lead | Tier 5 | Yes | Yes | Yes
[19 empty] | Yes | Lead | Tier 5 | Yes | Yes | Yes
[19 empty] | Yes | Lead | Tier 5 | Yes | Yes | Yes
[19 empty] | Yes | Lead | Tier 5 | Yes | Yes | Yes
[19 empty] | Yes | Lead | Tier 5 | Yes | Yes | Yes
[19 empty] | Yes | Lead | Tier 5 | Yes | Yes | Yes
[19 empty] | Yes | Lead | Tier 5 | Yes | Yes | Yes
[19 empty] | Yes | Lead | Tier 5 | Yes | Yes | Yes
[19 empty] | Yes | Lead | Tier 5 | Yes | Yes | Yes
[19 empty] | Yes | Lead | Tier 5 | Yes | Yes | Yes
[19 empty] | Yes | Lead | Tier 5 | Yes | Yes | Yes
[19 empty] | Yes | Lead | Tier 5 | Yes | Yes | Yes
[19 empty] | Yes | Lead | Tier 5 | Yes | Yes | Yes
[19 empty] | Yes | Lead | Tier 5 | Yes | Yes | Yes
[19 empty] | Yes | Lead | Tier 5 | Yes | Yes | Yes
[19 empty] | Yes | Lead | Tier 5 | Yes | Yes | Yes
[19 empty] | Yes | Lead | Tier 5 | Yes | Yes | Yes
[19 empty] | Yes | Lead | Tier 5 | Yes | Yes | Yes
[19 empty] | Yes | Lead | Tier 5 | Yes | Yes | Yes
[19 empty] | Yes | Lead | Tier 5 | Yes | Yes | Yes
[19 empty] | Yes | Lead | Tier 5 | Yes | Yes | Yes
[19 empty] | Yes | Lead | Tier 5 | Yes | Yes | Yes
[19 empty] | Yes | Lead | Tier 5 | Yes | Yes | Yes
[19 empty] | Yes | Lead | Tier 5 | Yes | Yes | Yes
[19 empty] | Yes | Lead | Tier 5 | Yes | Yes | Yes
[19 empty] | Yes | Lead | Tier 5 | Yes | Yes | Yes
[19 empty] | Yes | Lead | Tier 5 | Yes | Yes | Yes
[19 empty] | Yes | Lead | Tier 5 | Yes | Yes | Yes
[19 empty] | Yes | Lead | Tier 5 | Yes | Yes | Yes
[19 empty] | Yes | Lead | Tier 5 | Yes | Yes | Yes
[19 empty] | Yes | Lead | Tier 5 | Yes | Yes | Yes
[19 empty] | Yes | Lead | Tier 5 | Yes | Yes | Yes
[19 empty] | Yes | Lead | Tier 5 | Yes | Yes | Yes
[19 empty] | Yes | Lead | Tier 5 | Yes | Yes | Yes
[19 empty] | Yes | Lead | Tier 5 | Yes | Yes | Yes
[19 empty] | Yes | Lead | Tier 5 | Yes | Yes | Yes
[19 empty] | Yes | Lead | Tier 5 | Yes | Yes | Yes
[19 empty] | Yes | Lead | Tier 5 | Yes | Yes | Yes
[19 empty] | Yes | Lead | Tier 5 | Yes | Yes | Yes
[19 empty] | Yes | Lead | Tier 5 | Yes | Yes | Yes
[19 empty] | Yes | Lead | Tier 5 | Yes | Yes | Yes
[19 empty] | Yes | Lead | Tier 5 | Yes | Yes | Yes
[19 empty] | Yes | Lead | Tier 5 | Yes | Yes | Yes
[19 empty] | Yes | Lead | Tier 5 | Yes | Yes | Yes
[19 empty] | Yes | Lead | Tier 5 | Yes | Yes | Yes
[19 empty] | Yes | Lead | Tier 5 | Yes | Yes | Yes
[19 empty] | Yes | Lead | Tier 5 | Yes | Yes | Yes
[19 empty] | Yes | Lead | Tier 5 | Yes | Yes | Yes
[19 empty] | Yes | Lead | Tier 5 | Yes | Yes | Yes
[19 empty] | Yes | Lead | Tier 5 | Yes | Yes | Yes
[19 empty] | Yes | Lead | Tier 5 | Yes | Yes | Yes
[19 empty] | Yes | Lead | Tier 5 | Yes | Yes | Yes
[19 empty] | Yes | Lead | Tier 5 | Yes | Yes | Yes
[19 empty] | Yes | Lead | Tier 5 | Yes | Yes | Yes
[19 empty] | Yes | Lead | Tier 5 | Yes | Yes | Yes
[19 empty] | Yes | Lead | Tier 5 | Yes | Yes | Yes
[19 empty] | Yes | Lead | Tier 5 | Yes | Yes | Yes
[19 empty] | Yes | Lead | Tier 5 | Yes | Yes | Yes
[19 empty] | Yes | Lead | Tier 5 | Yes | Yes | Yes
[19 empty] | Yes | Lead | Tier 5 | Yes | Yes | Yes
[19 empty] | Yes | Lead | Tier 5 | Yes | Yes | Yes
[19 empty] | Yes | Lead | Tier 5 | Yes | Yes | Yes
[19 empty] | Yes | Lead | Tier 5 | Yes | Yes | Yes
[19 empty] | Yes | Lead | Tier 5 | Yes | Yes | Yes
[19 empty] | Yes | Lead | Tier 5 | Yes | Yes | Yes
[19 empty] | Yes | Lead | Tier 5 | Yes | Yes | Yes
[19 empty] | Yes | Lead | Tier 5 | Yes | Yes | Yes
[19 empty] | Yes | Lead | Tier 5 | Yes | Yes | Yes
[19 empty] | Yes | Lead | Tier 5 | Yes | Yes | Yes
[19 empty] | Yes | Lead | Tier 5 | Yes | Yes | Yes
[19 empty] | Yes | Lead | Tier 5 | Yes | Yes | Yes
[19 empty] | Yes | Lead | Tier 5 | Yes | Yes | Yes
[19 empty] | Yes | Lead | Tier 5 | Yes | Yes | Yes
[19 empty] | Yes | Lead | Tier 5 | Yes | Yes | Yes
[19 empty] | Yes | Lead | Tier 5 | Yes | Yes | Yes
[19 empty] | Yes | Lead | Tier 5 | Yes | Yes | Yes
[19 empty] | Yes | Lead | Tier 5 | Yes | Yes | Yes
[19 empty] | Yes | Lead | Tier 5 | Yes | Yes | Yes
[19 empty] | Yes | Lead | Tier 5 | Yes | Yes | Yes
[19 empty] | Yes | Lead | Tier 5 | Yes | Yes | Yes
[19 empty] | Yes | Lead | Tier 5 | Yes | Yes | Yes
[19 empty] | Yes | Lead | Tier 5 | Yes | Yes | Yes
[19 empty] | Yes | Lead | Tier 5 | Yes | Yes | Yes
[19 empty] | Yes | Lead | Tier 5 | Yes | Yes | Yes
[19 empty] | Yes | Lead | Tier 5 | Yes | Yes | Yes
[19 empty] | Yes | Lead | Tier 5 | Yes | Yes | Yes
[19 empty] | Yes | Lead | Tier 5 | Yes | Yes | Yes
[19 empty] | Yes | Lead | Tier 5 | Yes | Yes | Yes
[19 empty] | Yes | Lead | Tier 5 | Yes | Yes | Yes
[19 empty] | Yes | Lead | Tier 5 | Yes | Yes | Yes
[19 empty] | Yes | Lead | Tier 5 | Yes | Yes | Yes
[19 empty] | Yes | Lead | Tier 5 | Yes | Yes | Yes
[19 empty] | Yes | Lead | Tier 5 | Yes | Yes | Yes
[19 empty] | Yes | Lead | Tier 5 | Yes | Yes | Yes
[19 empty] | Yes | Lead | Tier 5 | Yes | Yes | Yes
[19 empty] | Yes | Lead | Tier 5 | Yes | Yes | Yes
[19 empty] | Yes | Lead | Tier 5 | Yes | Yes | Yes
[19 empty] | Yes | Lead | Tier 5 | Yes | Yes | Yes
[19 empty] | Yes | Lead | Tier 5 | Yes | Yes | Yes
[19 empty] | Yes | Lead | Tier 5 | Yes | Yes | Yes
[19 empty] | Yes | Lead | Tier 5 | Yes | Yes | Yes
[19 empty] | Yes | Lead | Tier 5 | Yes | Yes | Yes
[19 empty] | Yes | Lead | Tier 5 | Yes | Yes | Yes
[19 empty] | Yes | Lead | Tier 5 | Yes | Yes | Yes
[19 empty] | Yes | Lead | Tier 5 | Yes | Yes | Yes
[19 empty] | Yes | Lead | Tier 5 | Yes | Yes | Yes
[19 empty] | Yes | Lead | Tier 5 | Yes | Yes | Yes
[19 empty] | Yes | Lead | Tier 5 | Yes | Yes | Yes
[19 empty] | Yes | Lead | Tier 5 | Yes | Yes | Yes
[19 empty] | Yes | Lead | Tier 5 | Yes | Yes | Yes
[19 empty] | Yes | Lead | Tier 5 | Yes | Yes | Yes
[19 empty] | Yes | Lead | Tier 5 | Yes | Yes | Yes
[19 empty] | Yes | Lead | Tier 5 | Yes | Yes | Yes
[19 empty] | Yes | Lead | Tier 5 | Yes | Yes | Yes
[19 empty] | Yes | Lead | Tier 5 | Yes | Yes | Yes
[19 empty] | Yes | Lead | Tier 5 | Yes | Yes | Yes
[19 empty] | Yes | Lead | Tier 5 | Yes | Yes | Yes
[19 empty] | Yes | Lead | Tier 5 | Yes | Yes | Yes
[19 empty] | Yes | Lead | Tier 5 | Yes | Yes | Yes
[19 empty] | Yes | Lead | Tier 5 | Yes | Yes | Yes
[19 empty] | Yes | Lead | Tier 5 | Yes | Yes | Yes
[19 empty] | Yes | Lead | Tier 5 | Yes | Yes | Yes
[19 empty] | Yes | Lead | Tier 5 | Yes | Yes | Yes
[19 empty] | Yes | Lead | Tier 5 | Yes | Yes | Yes
[19 empty] | Yes | Lead | Tier 5 | Yes | Yes | Yes
[19 empty] | Yes | Lead | Tier 5 | Yes | Yes | Yes
[19 empty] | Yes | Lead | Tier 5 | Yes | Yes | Yes
[19 empty] | Yes | Lead | Tier 5 | Yes | Yes | Yes
[19 empty] | Yes | Lead | Tier 5 | Yes | Yes | Yes
[19 empty] | Yes | Lead | Tier 5 | Yes | Yes | Yes
[19 empty] | Yes | Lead | Tier 5 | Yes | Yes | Yes
[19 empty] | Yes | Lead | Tier 5 | Yes | Yes | Yes
[19 empty] | Yes | Lead | Tier 5 | Yes | Yes | Yes
[19 empty] | Yes | Lead | Tier 5 | Yes | Yes | Yes
[19 empty] | Yes | Lead | Tier 5 | Yes | Yes | Yes
[19 empty] | Yes | Lead | Tier 5 | Yes | Yes | Yes
[19 empty] | Yes | Lead | Tier 5 | Yes | Yes | Yes
[19 empty] | Yes | Lead | Tier 5 | Yes | Yes | Yes
[19 empty] | Yes | Lead | Tier 5 | Yes | Yes | Yes
[19 empty] | Yes | Lead | Tier 5 | Yes | Yes | Yes
[19 empty] | Yes | Lead | Tier 5 | Yes | Yes | Yes
[19 empty] | Yes | Lead | Tier 5 | Yes | Yes | Yes
[19 empty] | Yes | Lead | Tier 5 | Yes | Yes | Yes
[19 empty] | Yes | Lead | Tier 5 | Yes | Yes | Yes
[19 empty] | Yes | Lead | Tier 5 | Yes | Yes | Yes
[19 empty] | Yes | Lead | Tier 5 | Yes | Yes | Yes
[19 empty] | Yes | Lead | Tier 5 | Yes | Yes | Yes
[19 empty] | Yes | Lead | Tier 5 | Yes | Yes | Yes
[19 empty] | Yes | Lead | Tier 5 | Yes | Yes | Yes
[19 empty] | Yes | Lead | Tier 5 | Yes | Yes | Yes
[19 empty] | Yes | Lead | Tier 5 | Yes | Yes | Yes
[19 empty] | Yes | Lead | Tier 5 | Yes | Yes | Yes
[19 empty] | Yes | Lead | Tier 5 | Yes | Yes | Yes
[19 empty] | Yes | Lead | Tier 5 | Yes | Yes | Yes
[19 empty] | Yes | Lead | Tier 5 | Yes | Yes | Yes
[19 empty] | Yes | Lead | Tier 5 | Yes | Yes | Yes
[19 empty] | Yes | Lead | Tier 5 | Yes | Yes | Yes
[19 empty] | Yes | Lead | Tier 5 | Yes | Yes | Yes
[19 empty] | Yes | Lead | Tier 5 | Yes | Yes | Yes
[19 empty] | Yes | Lead | Tier 5 | Yes | Yes | Yes
[19 empty] | Yes | Lead | Tier 5 | Yes | Yes | Yes
[19 empty] | Yes | Lead | Tier 5 | Yes | Yes | Yes
[19 empty] | Yes | Lead | Tier 5 | Yes | Yes | Yes
[19 empty] | Yes | Lead | Tier 5 | Yes | Yes | Yes
[19 empty] | Yes | Lead | Tier 5 | Yes | Yes | Yes
[19 empty] | Yes | Lead | Tier 5 | Yes | Yes | Yes
[19 empty] | Yes | Lead | Tier 5 | Yes | Yes | Yes
[19 empty] | Yes | Lead | Tier 5 | Yes | Yes | Yes
[19 empty] | Yes | Lead | Tier 5 | Yes | Yes | Yes
[19 empty] | Yes | Lead | Tier 5 | Yes | Yes | Yes
[19 empty] | Yes | Lead | Tier 5 | Yes | Yes | Yes
[19 empty] | Yes | Lead | Tier 5 | Yes | Yes | Yes
[19 empty] | Yes | Lead | Tier 5 | Yes | Yes | Yes
[19 empty] | Yes | Lead | Tier 5 | Yes | Yes | Yes
[19 empty] | Yes | Lead | Tier 5 | Yes | Yes | Yes
[19 empty] | Yes | Lead | Tier 5 | Yes | Yes | Yes
[19 empty] | Yes | Lead | Tier 5 | Yes | Yes | Yes
[19 empty] | Yes | Lead | Tier 5 | Yes | Yes | Yes
[19 empty] | Yes | Lead | Tier 5 | Yes | Yes | Yes
[19 empty] | Yes | Lead | Tier 5 | Yes | Yes | Yes
[19 empty] | Yes | Lead | Tier 5 | Yes | Yes | Yes
[19 empty] | Yes | Lead | Tier 5 | Yes | Yes | Yes
[19 empty] | Yes | Lead | Tier 5 | Yes | Yes | Yes
[19 empty] | Yes | Lead | Tier 5 | Yes | Yes | Yes
[19 empty] | Yes | Lead | Tier 5 | Yes | Yes | Yes
[19 empty] | Yes | Lead | Tier 5 | Yes | Yes | Yes
[19 empty] | Yes | Lead | Tier 5 | Yes | Yes | Yes
[19 empty] | Yes | Lead | Tier 5 | Yes | Yes | Yes
[19 empty] | Yes | Lead | Tier 5 | Yes | Yes | Yes
[19 empty] | Yes | Lead | Tier 5 | Yes | Yes | Yes
[19 empty] | Yes | Lead | Tier 5 | Yes | Yes | Yes
[19 empty] | Yes | Lead | Tier 5 | Yes | Yes | Yes
[19 empty] | Yes | Lead | Tier 5 | Yes | Yes | Yes
[19 empty] | Yes | Lead | Tier 5 | Yes | Yes | Yes
[19 empty] | Yes | Lead | Tier 5 | Yes | Yes | Yes
[19 empty] | Yes | Lead | Tier 5 | Yes | Yes | Yes
[19 empty] | Yes | Lead | Tier 5 | Yes | Yes | Yes
[19 empty] | Yes | Lead | Tier 5 | Yes | Yes | Yes
[19 empty] | Yes | Lead | Tier 5 | Yes | Yes | Yes
[19 empty] | Yes | Lead | Tier 5 | Yes | Yes | Yes
[19 empty] | Yes | Lead | Tier 5 | Yes | Yes | Yes
[19 empty] | Yes | Lead | Tier 5 | Yes | Yes | Yes
[19 empty] | Yes | Lead | Tier 5 | Yes | Yes | Yes
[19 empty] | Yes | Lead | Tier 5 | Yes | Yes | Yes
[19 empty] | Yes | Lead | Tier 5 | Yes | Yes | Yes
[19 empty] | Yes | Lead | Tier 5 | Yes | Yes | Yes
[19 empty] | Yes | Lead | Tier 5 | Yes | Yes | Yes
[19 empty] | Yes | Lead | Tier 5 | Yes | Yes | Yes
[19 empty] | Yes | Lead | Tier 5 | Yes | Yes | Yes
[19 empty] | Yes | Lead | Tier 5 | Yes | Yes | Yes
[19 empty] | Yes | Lead | Tier 5 | Yes | Yes | Yes
[19 empty] | Yes | Lead | Tier 5 | Yes | Yes | Yes
[19 empty] | Yes | Lead | Tier 5 | Yes | Yes | Yes
[19 empty] | Yes | Lead | Tier 5 | Yes | Yes | Yes
[19 empty] | Yes | Lead | Tier 5 | Yes | Yes | Yes
[19 empty] | Yes | Lead | Tier 5 | Yes | Yes | Yes
[19 empty] | Yes | Lead | Tier 5 | Yes | Yes | Yes
[19 empty] | Yes | Lead | Tier 5 | Yes | Yes | Yes
[19 empty] | Yes | Lead | Tier 5 | Yes | Yes | Yes
[19 empty] | Yes | Lead | Tier 5 | Yes | Yes | Yes
[19 empty] | Yes | Lead | Tier 5 | Yes | Yes | Yes
[19 empty] | Yes | Lead | Tier 5 | Yes | Yes | Yes
[19 empty] | Yes | Lead | Tier 5 | Yes | Yes | Yes
[19 empty] | Yes | Lead | Tier 5 | Yes | Yes | Yes
[19 empty] | Yes | Lead | Tier 5 | Yes | Yes | Yes
[19 empty] | Yes | Lead | Tier 5 | Yes | Yes | Yes
[19 empty] | Yes | Lead | Tier 5 | Yes | Yes | Yes
[19 empty] | Yes | Lead | Tier 5 | Yes | Yes | Yes
[19 empty] | Yes | Lead | Tier 5 | Yes | Yes | Yes
[19 empty] | Yes | Lead | Tier 5 | Yes | Yes | Yes
[19 empty] | Yes | Lead | Tier 5 | Yes | Yes | Yes
[19 empty] | Yes | Lead | Tier 5 | Yes | Yes | Yes
[19 empty] | Yes | Lead | Tier 5 | Yes | Yes | Yes
[19 empty] | Yes | Lead | Tier 5 | Yes | Yes | Yes
[19 empty] | Yes | Lead | Tier 5 | Yes | Yes | Yes
[19 empty] | Yes | Lead | Tier 5 | Yes | Yes | Yes
[19 empty] | Yes | Lead | Tier 5 | Yes | Yes | Yes
[19 empty] | Yes | Lead | Tier 5 | Yes | Yes | Yes
[19 empty] | Yes | Lead | Tier 5 | Yes | Yes | Yes
[19 empty] | Yes | Lead | Tier 5 | Yes | Yes | Yes
[19 empty] | Yes | Lead | Tier 5 | Yes | Yes | Yes
[19 empty] | Yes | Lead | Tier 5 | Yes | Yes | Yes
[19 empty] | Yes | Lead | Tier 5 | Yes | Yes | Yes
[19 empty] | Yes | Lead | Tier 5 | Yes | Yes | Yes
[19 empty] | Yes | Lead | Tier 5 | Yes | Yes | Yes
[19 empty] | Yes | Lead | Tier 5 | Yes | Yes | Yes
[19 empty] | Yes | Lead | Tier 5 | Yes | Yes | Yes
[19 empty] | Yes | Lead | Tier 5 | Yes | Yes | Yes
[19 empty] | Yes | Lead | Tier 5 | Yes | Yes | Yes
[19 empty] | Yes | Lead | Tier 5 | Yes | Yes | Yes
[19 empty] | Yes | Lead | Tier 5 | Yes | Yes | Yes
[19 empty] | Yes | Lead | Tier 5 | Yes | Yes | Yes
[19 empty] | Yes | Lead | Tier 5 | Yes | Yes | Yes
[19 empty] | Yes | Lead | Tier 5 | Yes | Yes | Yes
[19 empty] | Yes | Lead | Tier 5 | Yes | Yes | Yes
[19 empty] | Yes | Lead | Tier 5 | Yes | Yes | Yes
[19 empty] | Yes | Lead | Tier 5 | Yes | Yes | Yes
[19 empty] | Yes | Lead | Tier 5 | Yes | Yes | Yes
[19 empty] | Yes | Lead | Tier 5 | Yes | Yes | Yes
[19 empty] | Yes | Lead | Tier 5 | Yes | Yes | Yes
[19 empty] | Yes | Lead | Tier 5 | Yes | Yes | Yes
[19 empty] | Yes | Lead | Tier 5 | Yes | Yes | Yes
[19 empty] | Yes | Lead | Tier 5 | Yes | Yes | Yes
[19 empty] | Yes | Lead | Tier 5 | Yes | Yes | Yes
[19 empty] | Yes | Lead | Tier 5 | Yes | Yes | Yes
[19 empty] | Yes | Lead | Tier 5 | Yes | Yes | Yes
[19 empty] | Yes | Lead | Tier 5 | Yes | Yes | Yes
[19 empty] | Yes | Lead | Tier 5 | Yes | Yes | Yes
[19 empty] | Yes | Lead | Tier 5 | Yes | Yes | Yes
[19 empty] | Yes | Lead | Tier 5 | Yes | Yes | Yes
[19 empty] | Yes | Lead | Tier 5 | Yes | Yes | Yes
[19 empty] | Yes | Lead | Tier 5 | Yes | Yes | Yes
[19 empty] | Yes | Lead | Tier 5 | Yes | Yes | Yes
[19 empty] | Yes | Lead | Tier 5 | Yes | Yes | Yes
[19 empty] | Yes | Lead | Tier 5 | Yes | Yes | Yes
[19 empty] | Yes | Lead | Tier 5 | Yes | Yes | Yes
[19 empty] | Yes | Lead | Tier 5 | Yes | Yes | Yes
[19 empty] | Yes | Lead | Tier 5 | Yes | Yes | Yes
[19 empty] | Yes | Lead | Tier 5 | Yes | Yes | Yes
[19 empty] | Yes | Lead | Tier 5 | Yes | Yes | Yes
[19 empty] | Yes | Lead | Tier 5 | Yes | Yes | Yes
[19 empty] | Yes | Lead | Tier 5 | Yes | Yes | Yes
[19 empty] | Yes | Lead | Tier 5 | Yes | Yes | Yes
[19 empty] | Yes | Lead | Tier 5 | Yes | Yes | Yes
[19 empty] | Yes | Lead | Tier 5 | Yes | Yes | Yes
[19 empty] | Yes | Lead | Tier 5 | Yes | Yes | Yes
[19 empty] | Yes | Lead | Tier 5 | Yes | Yes | Yes
[19 empty] | Yes | Lead | Tier 5 | Yes | Yes | Yes
[19 empty] | Yes | Lead | Tier 5 | Yes | Yes | Yes
[19 empty] | Yes | Lead | Tier 5 | Yes | Yes | Yes
[19 empty] | Yes | Lead | Tier 5 | Yes | Yes | Yes
[19 empty] | Yes | Lead | Tier 5 | Yes | Yes | Yes
[19 empty] | Yes | Lead | Tier 5 | Yes | Yes | Yes
[19 empty] | Yes | Lead | Tier 5 | Yes | Yes | Yes
[19 empty] | Yes | Lead | Tier 5 | Yes | Yes | Yes
[19 empty] | Yes | Lead | Tier 5 | Yes | Yes | Yes
[19 empty] | Yes | Lead | Tier 5 | Yes | Yes | Yes
[19 empty] | Yes | Lead | Tier 5 | Yes | Yes | Yes
[19 empty] | Yes | Lead | Tier 5 | Yes | Yes | Yes
[19 empty] | Yes | Lead | Tier 5 | Yes | Yes | Yes
[19 empty] | Yes | Lead | Tier 5 | Yes | Yes | Yes
[19 empty] | Yes | Lead | Tier 5 | Yes | Yes | Yes
[19 empty] | Yes | Lead | Tier 5 | Yes | Yes | Yes
[19 empty] | Yes | Lead | Tier 5 | Yes | Yes | Yes
[19 empty] | Yes | Lead | Tier 5 | Yes | Yes | Yes
[19 empty] | Yes | Lead | Tier 5 | Yes | Yes | Yes
[19 empty] | Yes | Lead | Tier 5 | Yes | Yes | Yes
[19 empty] | Yes | Lead | Tier 5 | Yes | Yes | Yes
[19 empty] | Yes | Lead | Tier 5 | Yes | Yes | Yes
[19 empty] | Yes | Lead | Tier 5 | Yes | Yes | Yes
[19 empty] | Yes | Lead | Tier 5 | Yes | Yes | Yes
[19 empty] | Yes | Lead | Tier 5 | Yes | Yes | Yes
[19 empty] | Yes | Lead | Tier 5 | Yes | Yes | Yes
[19 empty] | Yes | Lead | Tier 5 | Yes | Yes | Yes
[19 empty] | Yes | Lead | Tier 5 | Yes | Yes | Yes
[19 empty] | Yes | Lead | Tier 5 | Yes | Yes | Yes
[19 empty] | Yes | Lead | Tier 5 | Yes | Yes | Yes
[19 empty] | Yes | Lead | Tier 5 | Yes | Yes | Yes
[19 empty] | Yes | Lead | Tier 5 | Yes | Yes | Yes
[19 empty] | Yes | Lead | Tier 5 | Yes | Yes | Yes
[19 empty] | Yes | Lead | Tier 5 | Yes | Yes | Yes
[19 empty] | Yes | Lead | Tier 5 | Yes | Yes | Yes
[19 empty] | Yes | Lead | Tier 5 | Yes | Yes | Yes
[19 empty] | Yes | Lead | Tier 5 | Yes | Yes | Yes
[19 empty] | Yes | Lead | Tier 5 | Yes | Yes | Yes
[19 empty] | Yes | Lead | Tier 5 | Yes | Yes | Yes
[19 empty] | Yes | Lead | Tier 5 | Yes | Yes | Yes
[19 empty] | Yes | Lead | Tier 5 | Yes | Yes | Yes
[19 empty] | Yes | Lead | Tier 5 | Yes | Yes | Yes
[19 empty] | Yes | Lead | Tier 5 | Yes | Yes | Yes
[19 empty] | Yes | Lead | Tier 5 | Yes | Yes | Yes
[19 empty] | Yes | Lead | Tier 5 | Yes | Yes | Yes
[19 empty] | Yes | Lead | Tier 5 | Yes | Yes | Yes
[19 empty] | Yes | Lead | Tier 5 | Yes | Yes | Yes
[19 empty] | Yes | Lead | Tier 5 | Yes | Yes | Yes
[19 empty] | Yes | Lead | Tier 5 | Yes | Yes | Yes
[19 empty] | Yes | Lead | Tier 5 | Yes | Yes | Yes
[19 empty] | Yes | Lead | Tier 5 | Yes | Yes | Yes
[19 empty] | Yes | Lead | Tier 5 | Yes | Yes | Yes
[19 empty] | Yes | Lead | Tier 5 | Yes | Yes | Yes
[19 empty] | Yes | Lead | Tier 5 | Yes | Yes | Yes
[19 empty] | Yes | Lead | Tier 5 | Yes | Yes | Yes
[19 empty] | Yes | Lead | Tier 5 | Yes | Yes | Yes
[19 empty] | Yes | Lead | Tier 5 | Yes | Yes | Yes
[19 empty] | Yes | Lead | Tier 5 | Yes | Yes | Yes
[19 empty] | Yes | Lead | Tier 5 | Yes | Yes | Yes
[19 empty] | Yes | Lead | Tier 5 | Yes | Yes | Yes
[19 empty] | Yes | Lead | Tier 5 | Yes | Yes | Yes
[19 empty] | Yes | Lead | Tier 5 | Yes | Yes | Yes
[19 empty] | Yes | Lead | Tier 5 | Yes | Yes | Yes
[19 empty] | Yes | Lead | Tier 5 | Yes | Yes | Yes
[19 empty] | Yes | Lead | Tier 5 | Yes | Yes | Yes
[19 empty] | Yes | Lead | Tier 5 | Yes | Yes | Yes
[19 empty] | Yes | Lead | Tier 5 | Yes | Yes | Yes
[19 empty] | Yes | Lead | Tier 5 | Yes | Yes | Yes
[19 empty] | Yes | Lead | Tier 5 | Yes | Yes | Yes
[19 empty] | Yes | Lead | Tier 5 | Yes | Yes | Yes
[19 empty] | Yes | Lead | Tier 5 | Yes | Yes | Yes
[19 empty] | Yes | Lead | Tier 5 | Yes | Yes | Yes
[19 empty] | Yes | Lead | Tier 5 | Yes | Yes | Yes
[19 empty] | Yes | Lead | Tier 5 | Yes | Yes | Yes
[19 empty] | Yes | Lead | Tier 5 | Yes | Yes | Yes
[19 empty] | Yes | Lead | Tier 5 | Yes | Yes | Yes
[19 empty] | Yes | Lead | Tier 5 | Yes | Yes | Yes
[19 empty] | Yes | Lead | Tier 5 | Yes | Yes | Yes
[19 empty] | Yes | Lead | Tier 5 | Yes | Yes | Yes
[19 empty] | Yes | Lead | Tier 5 | Yes | Yes | Yes
[19 empty] | Yes | Lead | Tier 5 | Yes | Yes | Yes
[19 empty] | Yes | Lead | Tier 5 | Yes | Yes | Yes
[19 empty] | Yes | Lead | Tier 5 | Yes | Yes | Yes
[19 empty] | Yes | Lead | Tier 5 | Yes | Yes | Yes
[19 empty] | Yes | Lead | Tier 5 | Yes | Yes | Yes
[19 empty] | Yes | Lead | Tier 5 | Yes | Yes | Yes
[19 empty] | Yes | Lead | Tier 5 | Yes | Yes | Yes
[19 empty] | Yes | Lead | Tier 5 | Yes | Yes | Yes
[19 empty] | Yes | Lead | Tier 5 | Yes | Yes | Yes
[19 empty] | Yes | Lead | Tier 5 | Yes | Yes | Yes
[19 empty] | Yes | Lead | Tier 5 | Yes | Yes | Yes
[19 empty] | Yes | Lead | Tier 5 | Yes | Yes | Yes
[19 empty] | Yes | Lead | Tier 5 | Yes | Yes | Yes
[19 empty] | Yes | Lead | Tier 5 | Yes | Yes | Yes
[19 empty] | Yes | Lead | Tier 5 | Yes | Yes | Yes
[19 empty] | Yes | Lead | Tier 5 | Yes | Yes | Yes
[19 empty] | Yes | Lead | Tier 5 | Yes | Yes | Yes
[19 empty] | Yes | Lead | Tier 5 | Yes | Yes | Yes
[19 empty] | Yes | Lead | Tier 5 | Yes | Yes | Yes
[19 empty] | Yes | Lead | Tier 5 | Yes | Yes | Yes
[19 empty] | Yes | Lead | Tier 5 | Yes | Yes | Yes
[19 empty] | Yes | Lead | Tier 5 | Yes | Yes | Yes
[19 empty] | Yes | Lead | Tier 5 | Yes | Yes | Yes
[19 empty] | Yes | Lead | Tier 5 | Yes | Yes | Yes
[19 empty] | Yes | Lead | Tier 5 | Yes | Yes | Yes
[19 empty] | Yes | Lead | Tier 5 | Yes | Yes | Yes
[19 empty] | Yes | Lead | Tier 5 | Yes | Yes | Yes
[19 empty] | Yes | Lead | Tier 5 | Yes | Yes | Yes
[19 empty] | Yes | Lead | Tier 5 | Yes | Yes | Yes
[19 empty] | Yes | Lead | Tier 5 | Yes | Yes | Yes
[19 empty] | Yes | Lead | Tier 5 | Yes | Yes | Yes
[19 empty] | Yes | Lead | Tier 5 | Yes | Yes | Yes
[19 empty] | Yes | Lead | Tier 5 | Yes | Yes | Yes
[19 empty] | Yes | Lead | Tier 5 | Yes | Yes | Yes
[19 empty] | Yes | Lead | Tier 5 | Yes | Yes | Yes
[19 empty] | Yes | Lead | Tier 5 | Yes | Yes | Yes
[19 empty] | Yes | Lead | Tier 5 | Yes | Yes | Yes
[19 empty] | Yes | Lead | Tier 5 | Yes | Yes | Yes
[19 empty] | Yes | Lead | Tier 5 | Yes | Yes | Yes
[19 empty] | Yes | Lead | Tier 5 | Yes | Yes | Yes
[19 empty] | Yes | Lead | Tier 5 | Yes | Yes | Yes
[19 empty] | Yes | Lead | Tier 5 | Yes | Yes | Yes
[19 empty] | Yes | Lead | Tier 5 | Yes | Yes | Yes
[19 empty] | Yes | Lead | Tier 5 | Yes | Yes | Yes
[19 empty] | Yes | Lead | Tier 5 | Yes | Yes | Yes
[19 empty] | Yes | Lead | Tier 5 | Yes | Yes | Yes
[19 empty] | Yes | Lead | Tier 5 | Yes | Yes | Yes
[19 empty] | Yes | Lead | Tier 5 | Yes | Yes | Yes
[19 empty] | Yes | Lead | Tier 5 | Yes | Yes | Yes
[19 empty] | Yes | Lead | Tier 5 | Yes | Yes | Yes
[19 empty] | Yes | Lead | Tier 5 | Yes | Yes | Yes
[19 empty] | Yes | Lead | Tier 5 | Yes | Yes | Yes
[19 empty] | Yes | Lead | Tier 5 | Yes | Yes | Yes
[19 empty] | Yes | Lead | Tier 5 | Yes | Yes | Yes
[19 empty] | Yes | Lead | Tier 5 | Yes | Yes | Yes
[19 empty] | Yes | Lead | Tier 5 | Yes | Yes | Yes
[19 empty] | Yes | Lead | Tier 5 | Yes | Yes | Yes
[19 empty] | Yes | Lead | Tier 5 | Yes | Yes | Yes
[19 empty] | Yes | Lead | Tier 5 | Yes | Yes | Yes
[19 empty] | Yes | Lead | Tier 5 | Yes | Yes | Yes
[19 empty] | Yes | Lead | Tier 5 | Yes | Yes | Yes
[19 empty] | Yes | Lead | Tier 5 | Yes | Yes | Yes
[19 empty] | Yes | Lead | Tier 5 | Yes | Yes | Yes
[19 empty] | Yes | Lead | Tier 5 | Yes | Yes | Yes
[19 empty] | Yes | Lead | Tier 5 | Yes | Yes | Yes
[19 empty] | Yes | Lead | Tier 5 | Yes | Yes | Yes
[19 empty] | Yes | Lead | Tier 5 | Yes | Yes | Yes
[19 empty] | Yes | Lead | Tier 5 | Yes | Yes | Yes
[19 empty] | Yes | Lead | Tier 5 | Yes | Yes | Yes
[19 empty] | Yes | Lead | Tier 5 | Yes | Yes | Yes
[19 empty] | Yes | Lead | Tier 5 | Yes | Yes | Yes
[19 empty] | Yes | Lead | Tier 5 | Yes | Yes | Yes
[19 empty] | Yes | Lead | Tier 5 | Yes | Yes | Yes
[19 empty] | Yes | Lead | Tier 5 | Yes | Yes | Yes
[19 empty] | Yes | Lead | Tier 5 | Yes | Yes | Yes
[19 empty] | Yes | Lead | Tier 5 | Yes | Yes | Yes
[19 empty] | Yes | Lead | Tier 5 | Yes | Yes | Yes
[19 empty] | Yes | Lead | Tier 5 | Yes | Yes | Yes
[19 empty] | Yes | Lead | Tier 5 | Yes | Yes | Yes
[19 empty] | Yes | Lead | Tier 5 | Yes | Yes | Yes
[19 empty] | Yes | Lead | Tier 5 | Yes | Yes | Yes
[19 empty] | Yes | Lead | Tier 5 | Yes | Yes | Yes
[19 empty] | Yes | Lead | Tier 5 | Yes | Yes | Yes
[19 empty] | Yes | Lead | Tier 5 | Yes | Yes | Yes
[19 empty] | Yes | Lead | Tier 5 | Yes | Yes | Yes
[19 empty] | Yes | Lead | Tier 5 | Yes | Yes | Yes
[19 empty] | Yes | Lead | Tier 5 | Yes | Yes | Yes
[19 empty] | Yes | Lead | Tier 5 | Yes | Yes | Yes
[19 empty] | Yes | Lead | Tier 5 | Yes | Yes | Yes
[19 empty] | Yes | Lead | Tier 5 | Yes | Yes | Yes
[19 empty] | Yes | Lead | Tier 5 | Yes | Yes | Yes
[19 empty] | Yes | Lead | Tier 5 | Yes | Yes | Yes
[19 empty] | Yes | Lead | Tier 5 | Yes | Yes | Yes
[19 empty] | Yes | Lead | Tier 5 | Yes | Yes | Yes
[19 empty] | Yes | Lead | Tier 5 | Yes | Yes | Yes
[19 empty] | Yes | Lead | Tier 5 | Yes | Yes | Yes
[19 empty] | Yes | Lead | Tier 5 | Yes | Yes | Yes
[19 empty] | Yes | Lead | Tier 5 | Yes | Yes | Yes
[19 empty] | Yes | Lead | Tier 5 | Yes | Yes | Yes
[19 empty] | Yes | Lead | Tier 5 | Yes | Yes | Yes
[19 empty] | Yes | Lead | Tier 5 | Yes | Yes | Yes
[19 empty] | Yes | Lead | Tier 5 | Yes | Yes | Yes
[19 empty] | Yes | Lead | Tier 5 | Yes | Yes | Yes
[19 empty] | Yes | Lead | Tier 5 | Yes | Yes | Yes
[19 empty] | Yes | Lead | Tier 5 | Yes | Yes | Yes
[19 empty] | Yes | Lead | Tier 5 | Yes | Yes | Yes
[19 empty] | Yes | Lead | Tier 5 | Yes | Yes | Yes
[19 empty] | Yes | Lead | Tier 5 | Yes | Yes | Yes
[19 empty] | Yes | Lead | Tier 5 | Yes | Yes | Yes
[19 empty] | Yes | Lead | Tier 5 | Yes | Yes | Yes
[19 empty] | Yes | Lead | Tier 5 | Yes | Yes | Yes
[19 empty] | Yes | Lead | Tier 5 | Yes | Yes | Yes
[19 empty] | Yes | Lead | Tier 5 | Yes | Yes | Yes
[19 empty] | Yes | Lead | Tier 5 | Yes | Yes | Yes
[19 empty] | Yes | Lead | Tier 5 | Yes | Yes | Yes
[19 empty] | Yes | Lead | Tier 5 | Yes | Yes | Yes
[19 empty] | Yes | Lead | Tier 5 | Yes | Yes | Yes
[19 empty] | Yes | Lead | Tier 5 | Yes | Yes | Yes
[19 empty] | Yes | Lead | Tier 5 | Yes | Yes | Yes
[19 empty] | Yes | Lead | Tier 5 | Yes | Yes | Yes
[19 empty] | Yes | Lead | Tier 5 | Yes | Yes | Yes
[19 empty] | Yes | Lead | Tier 5 | Yes | Yes | Yes
[19 empty] | Yes | Lead | Tier 5 | Yes | Yes | Yes
[19 empty] | Yes | Lead | Tier 5 | Yes | Yes | Yes
[19 empty] | Yes | Lead | Tier 5 | Yes | Yes | Yes
[19 empty] | Yes | Lead | Tier 5 | Yes | Yes | Yes
[19 empty] | Yes | Lead | Tier 5 | Yes | Yes | Yes
[19 empty] | Yes | Lead | Tier 5 | Yes | Yes | Yes
[19 empty] | Yes | Lead | Tier 5 | Yes | Yes | Yes
[19 empty] | Yes | Lead | Tier 5 | Yes | Yes | Yes
[19 empty] | Yes | Lead | Tier 5 | Yes | Yes | Yes
[19 empty] | Yes | Lead | Tier 5 | Yes | Yes | Yes
[19 empty] | Yes | Lead | Tier 5 | Yes | Yes | Yes
[19 empty] | Yes | Lead | Tier 5 | Yes | Yes | Yes
[19 empty] | Yes | Lead | Tier 5 | Yes | Yes | Yes
[19 empty] | Yes | Lead | Tier 5 | Yes | Yes | Yes
[19 empty] | Yes | Lead | Tier 5 | Yes | Yes | Yes
[19 empty] | Yes | Lead | Tier 5 | Yes | Yes | Yes
[19 empty] | Yes | Lead | Tier 5 | Yes | Yes | Yes
[19 empty] | Yes | Lead | Tier 5 | Yes | Yes | Yes
[19 empty] | Yes | Lead | Tier 5 | Yes | Yes | Yes
[19 empty] | Yes | Lead | Tier 5 | Yes | Yes | Yes
[19 empty] | Yes | Lead | Tier 5 | Yes | Yes | Yes
[19 empty] | Yes | Lead | Tier 5 | Yes | Yes | Yes
[19 empty] | Yes | Lead | Tier 5 | Yes | Yes | Yes
[19 empty] | Yes | Lead | Tier 5 | Yes | Yes | Yes
[19 empty] | Yes | Lead | Tier 5 | Yes | Yes | Yes
[19 empty] | Yes | Lead | Tier 5 | Yes | Yes | Yes
[19 empty] | Yes | Lead | Tier 5 | Yes | Yes | Yes
[19 empty] | Yes | Lead | Tier 5 | Yes | Yes | Yes
[19 empty] | Yes | Lead | Tier 5 | Yes | Yes | Yes
[19 empty] | Yes | Lead | Tier 5 | Yes | Yes | Yes
[19 empty] | Yes | Lead | Tier 5 | Yes | Yes | Yes
[19 empty] | Yes | Lead | Tier 5 | Yes | Yes | Yes
[19 empty] | Yes | Lead | Tier 5 | Yes | Yes | Yes
[19 empty] | Yes | Lead | Tier 5 | Yes | Yes | Yes
[19 empty] | Yes | Lead | Tier 5 | Yes | Yes | Yes
[19 empty] | Yes | Lead | Tier 5 | Yes | Yes | Yes
[19 empty] | Yes | Lead | Tier 5 | Yes | Yes | Yes
[19 empty] | Yes | Lead | Tier 5 | Yes | Yes | Yes
[19 empty] | Yes | Lead | Tier 5 | Yes | Yes | Yes
[19 empty] | Yes | Lead | Tier 5 | Yes | Yes | Yes
[19 empty] | Yes | Lead | Tier 5 | Yes | Yes | Yes
[19 empty] | Yes | Lead | Tier 5 | Yes | Yes | Yes
[19 empty] | Yes | Lead | Tier 5 | Yes | Yes | Yes
[19 empty] | Yes | Lead | Tier 5 | Yes | Yes | Yes
[19 empty] | Yes | Lead | Tier 5 | Yes | Yes | Yes
[19 empty] | Yes | Lead | Tier 5 | Yes | Yes | Yes
[19 empty] | Yes | Lead | Tier 5 | Yes | Yes | Yes
[19 empty] | Yes | Lead | Tier 5 | Yes | Yes | Yes
[19 empty] | Yes | Lead | Tier 5 | Yes | Yes | Yes
[19 empty] | Yes | Lead | Tier 5 | Yes | Yes | Yes
[19 empty] | Yes | Lead | Tier 5 | Yes | Yes | Yes
[19 empty] | Yes | Lead | Tier 5 | Yes | Yes | Yes
[19 empty] | Yes | Lead | Tier 5 | Yes | Yes | Yes
[19 empty] | Yes | Lead | Tier 5 | Yes | Yes | Yes
[19 empty] | Yes | Lead | Tier 5 | Yes | Yes | Yes
[19 empty] | Yes | Lead | Tier 5 | Yes | Yes | Yes
[19 empty] | Yes | Lead | Tier 5 | Yes | Yes | Yes
[19 empty] | Yes | Lead | Tier 5 | Yes | Yes | Yes
[19 empty] | Yes | Lead | Tier 5 | Yes | Yes | Yes
[19 empty] | Yes | Lead | Tier 5 | Yes | Yes | Yes
[19 empty] | Yes | Lead | Tier 5 | Yes | Yes | Yes
[19 empty] | Yes | Lead | Tier 5 | Yes | Yes | Yes
[19 empty] | Yes | Lead | Tier 5 | Yes | Yes | Yes
[19 empty] | Yes | Lead | Tier 5 | Yes | Yes | Yes
[19 empty] | Yes | Lead | Tier 5 | Yes | Yes | Yes
[19 empty] | Yes | Lead | Tier 5 | Yes | Yes | Yes
[19 empty] | Yes | Lead | Tier 5 | Yes | Yes | Yes
[19 empty] | Yes | Lead | Tier 5 | Yes | Yes | Yes
[19 empty] | Yes | Lead | Tier 5 | Yes | Yes | Yes
[19 empty] | Yes | Lead | Tier 5 | Yes | Yes | Yes
[19 empty] | Yes | Lead | Tier 5 | Yes | Yes | Yes
[19 empty] | Yes | Lead | Tier 5 | Yes | Yes | Yes
[19 empty] | Yes | Lead | Tier 5 | Yes | Yes | Yes
[19 empty] | Yes | Lead | Tier 5 | Yes | Yes | Yes
[19 empty] | Yes | Lead | Tier 5 | Yes | Yes | Yes
[19 empty] | Yes | Lead | Tier 5 | Yes | Yes | Yes
[19 empty] | Yes | Lead | Tier 5 | Yes | Yes | Yes
[19 empty] | Yes | Lead | Tier 5 | Yes | Yes | Yes
[19 empty] | Yes | Lead | Tier 5 | Yes | Yes | Yes
[19 empty] | Yes | Lead | Tier 5 | Yes | Yes | Yes
[19 empty] | Yes | Lead | Tier 5 | Yes | Yes | Yes
[19 empty] | Yes | Lead | Tier 5 | Yes | Yes | Yes
[19 empty] | Yes | Lead | Tier 5 | Yes | Yes | Yes
[19 empty] | Yes | Lead | Tier 5 | Yes | Yes | Yes
[19 empty] | Yes | Lead | Tier 5 | Yes | Yes | Yes
[19 empty] | Yes | Lead | Tier 5 | Yes | Yes | Yes
[19 empty] | Yes | Lead | Tier 5 | Yes | Yes | Yes
[19 empty] | Yes | Lead | Tier 5 | Yes | Yes | Yes
[19 empty] | Yes | Lead | Tier 5 | Yes | Yes | Yes
[19 empty] | Yes | Lead | Tier 5 | Yes | Yes | Yes
[19 empty] | Yes | Lead | Tier 5 | Yes | Yes | Yes
[19 empty] | Yes | Lead | Tier 5 | Yes | Yes | Yes
[19 empty] | Yes | Lead | Tier 5 | Yes | Yes | Yes
[19 empty] | Yes | Lead | Tier 5 | Yes | Yes | Yes
[19 empty] | Yes | Lead | Tier 5 | Yes | Yes | Yes
[19 empty] | Yes | Lead | Tier 5 | Yes | Yes | Yes
[19 empty] | Yes | Lead | Tier 5 | Yes | Yes | Yes
[19 empty] | Yes | Lead | Tier 5 | Yes | Yes | Yes
[19 empty] | Yes | Lead | Tier 5 | Yes | Yes | Yes
[19 empty] | Yes | Lead | Tier 5 | Yes | Yes | Yes
[19 empty] | Yes | Lead | Tier 5 | Yes | Yes | Yes
[19 empty] | Yes | Lead | Tier 5 | Yes | Yes | Yes
[19 empty] | Yes | Lead | Tier 5 | Yes | Yes | Yes
[19 empty] | Yes | Lead | Tier 5 | Yes | Yes | Yes
[19 empty] | Yes | Lead | Tier 5 | Yes | Yes | Yes
[19 empty] | Yes | Lead | Tier 5 | Yes | Yes | Yes
[19 empty] | Yes | Lead | Tier 5 | Yes | Yes | Yes
[19 empty] | Yes | Lead | Tier 5 | Yes | Yes | Yes
[19 empty] | Yes | Lead | Tier 5 | Yes | Yes | Yes
[19 empty] | Yes | Lead | Tier 5 | Yes | Yes | Yes
[19 empty] | Yes | Lead | Tier 5 | Yes | Yes | Yes
[19 empty] | Yes | Lead | Tier 5 | Yes | Yes | Yes
[19 empty] | Yes | Lead | Tier 5 | Yes | Yes | Yes
[19 empty] | Yes | Lead | Tier 5 | Yes | Yes | Yes
[19 empty] | Yes | Lead | Tier 5 | Yes | Yes | Yes
[19 empty] | Yes | Lead | Tier 5 | Yes | Yes | Yes
[19 empty] | Yes | Lead | Tier 5 | Yes | Yes | Yes
[19 empty] | Yes | Lead | Tier 5 | Yes | Yes | Yes
[19 empty] | Yes | Lead | Tier 5 | Yes | Yes | Yes
[19 empty] | Yes | Lead | Tier 5 | Yes | Yes | Yes
[19 empty] | Yes | Lead | Tier 5 | Yes | Yes | Yes
[19 empty] | Yes | Lead | Tier 5 | Yes | Yes | Yes
[19 empty] | Yes | Lead | Tier 5 | Yes | Yes | Yes
[19 empty] | Yes | Lead | Tier 5 | Yes | Yes | Yes
[19 empty] | Yes | Lead | Tier 5 | Yes | Yes | Yes
[19 empty] | Yes | Lead | Tier 5 | Yes | Yes | Yes
[19 empty] | Yes | Lead | Tier 5 | Yes | Yes | Yes
[19 empty] | Yes | Lead | Tier 5 | Yes | Yes | Yes
[19 empty] | Yes | Lead | Tier 5 | Yes | Yes | Yes
[19 empty] | Yes | Lead | Tier 5 | Yes | Yes | Yes
[19 empty] | Yes | Lead | Tier 5 | Yes | Yes | Yes
[19 empty] | Yes | Lead | Tier 5 | Yes | Yes | Yes
[19 empty] | Yes | Lead | Tier 5 | Yes | Yes | Yes
[19 empty] | Yes | Lead | Tier 5 | Yes | Yes | Yes
[19 empty] | Yes | Lead | Tier 5 | Yes | Yes | Yes
[19 empty] | Yes | Lead | Tier 5 | Yes | Yes | Yes
[19 empty] | Yes | Lead | Tier 5 | Yes | Yes | Yes
[19 empty] | Yes | Lead | Tier 5 | Yes | Yes | Yes
[19 empty] | Yes | Lead | Tier 5 | Yes | Yes | Yes
[19 empty] | Yes | Lead | Tier 5 | Yes | Yes | Yes
[19 empty] | Yes | Lead | Tier 5 | Yes | Yes | Yes
[19 empty] | Yes | Lead | Tier 5 | Yes | Yes | Yes
[19 empty] | Yes | Lead | Tier 5 | Yes | Yes | Yes
[19 empty] | Yes | Lead | Tier 5 | Yes | Yes | Yes
[19 empty] | Yes | Lead | Tier 5 | Yes | Yes | Yes
[19 empty] | Yes | Lead | Tier 5 | Yes | Yes | Yes
[19 empty] | Yes | Lead | Tier 5 | Yes | Yes | Yes
[19 empty] | Yes | Lead | Tier 5 | Yes | Yes | Yes
[19 empty] | Yes | Lead | Tier 5 | Yes | Yes | Yes
[19 empty] | Yes | Lead | Tier 5 | Yes | Yes | Yes
[19 empty] | Yes | Lead | Tier 5 | Yes | Yes | Yes
[19 empty] | Yes | Lead | Tier 5 | Yes | Yes | Yes
[19 empty] | Yes | Lead | Tier 5 | Yes | Yes | Yes
[19 empty] | Yes | Lead | Tier 5 | Yes | Yes | Yes
[19 empty] | Yes | Lead | Tier 5 | Yes | Yes | Yes
[19 empty] | Yes | Lead | Tier 5 | Yes | Yes | Yes
[19 empty] | Yes | Lead | Tier 5 | Yes | Yes | Yes
[19 empty] | Yes | Lead | Tier 5 | Yes | Yes | Yes
[19 empty] | Yes | Lead | Tier 5 | Yes | Yes | Yes
[19 empty] | Yes | Lead | Tier 5 | Yes | Yes | Yes
[19 empty] | Yes | Lead | Tier 5 | Yes | Yes | Yes
[19 empty] | Yes | Lead | Tier 5 | Yes | Yes | Yes
[19 empty] | Yes | Lead | Tier 5 | Yes | Yes | Yes
[19 empty] | Yes | Lead | Tier 5 | Yes | Yes | Yes
[19 empty] | Yes | Lead | Tier 5 | Yes | Yes | Yes
[19 empty] | Yes | Lead | Tier 5 | Yes | Yes | Yes
[19 empty] | Yes | Lead | Tier 5 | Yes | Yes | Yes
[19 empty] | Yes | Lead | Tier 5 | Yes | Yes | Yes
[19 empty] | Yes | Lead | Tier 5 | Yes | Yes | Yes
[19 empty] | Yes | Lead | Tier 5 | Yes | Yes | Yes
[19 empty] | Yes | Lead | Tier 5 | Yes | Yes | Yes
[19 empty] | Yes | Lead | Tier 5 | Yes | Yes | Yes
[19 empty] | Yes | Lead | Tier 5 | Yes | Yes | Yes
[19 empty] | Yes | Lead | Tier 5 | Yes | Yes | Yes
[19 empty] | Yes | Lead | Tier 5 | Yes | Yes | Yes
[19 empty] | Yes | Lead | Tier 5 | Yes | Yes | Yes
[19 empty] | Yes | Lead | Tier 5 | Yes | Yes | Yes
[19 empty] | Yes | Lead | Tier 5 | Yes | Yes | Yes
[19 empty] | Yes | Lead | Tier 5 | Yes | Yes | Yes
[19 empty] | Yes | Lead | Tier 5 | Yes | Yes | Yes
[19 empty] | Yes | Lead | Tier 5 | Yes | Yes | Yes
[19 empty] | Yes | Lead | Tier 5 | Yes | Yes | Yes
[19 empty] | Yes | Lead | Tier 5 | Yes | Yes | Yes
[19 empty] | Yes | Lead | Tier 5 | Yes | Yes | Yes
[19 empty] | Yes | Lead | Tier 5 | Yes | Yes | Yes
[19 empty] | Yes | Lead | Tier 5 | Yes | Yes | Yes
[19 empty] | Yes | Lead | Tier 5 | Yes | Yes | Yes
[19 empty] | Yes | Lead | Tier 5 | Yes | Yes | Yes
[19 empty] | Yes | Lead | Tier 5 | Yes | Yes | Yes
[19 empty] | Yes | Lead | Tier 5 | Yes | Yes | Yes
[19 empty] | Yes | Lead | Tier 5 | Yes | Yes | Yes
[19 empty] | Yes | Lead | Tier 5 | Yes | Yes | Yes
[19 empty] | Yes | Lead | Tier 5 | Yes | Yes | Yes
[19 empty] | Yes | Lead | Tier 5 | Yes | Yes | Yes
[19 empty] | Yes | Lead | Tier 5 | Yes | Yes | Yes
[19 empty] | Yes | Lead | Tier 5 | Yes | Yes | Yes
[19 empty] | Yes | Lead | Tier 5 | Yes | Yes | Yes
[19 empty] | Yes | Lead | Tier 5 | Yes | Yes | Yes
[19 empty] | Yes | Lead | Tier 5 | Yes | Yes | Yes
[19 empty] | Yes | Lead | Tier 5 | Yes | Yes | Yes
[19 empty] | Yes | Lead | Tier 5 | Yes | Yes | Yes
[19 empty] | Yes | Lead | Tier 5 | Yes | Yes | Yes
[19 empty] | Yes | Lead | Tier 5 | Yes | Yes | Yes
[19 empty] | Yes | Lead | Tier 5 | Yes | Yes | Yes
[19 empty] | Yes | Lead | Tier 5 | Yes | Yes | Yes
[19 empty] | Yes | Lead | Tier 5 | Yes | Yes | Yes
[19 empty] | Yes | Lead | Tier 5 | Yes | Yes | Yes
[19 empty] | Yes | Lead | Tier 5 | Yes | Yes | Yes
[19 empty] | Yes | Lead | Tier 5 | Yes | Yes | Yes
[19 empty] | Yes | Lead | Tier 5 | Yes | Yes | Yes
[19 empty] | Yes | Lead | Tier 5 | Yes | Yes | Yes
[19 empty] | Yes | Lead | Tier 5 | Yes | Yes | Yes
[19 empty] | Yes | Lead | Tier 5 | Yes | Yes | Yes
[19 empty] | Yes | Lead | Tier 5 | Yes | Yes | Yes
[19 empty] | Yes | Lead | Tier 5 | Yes | Yes | Yes
[19 empty] | Yes | Lead | Tier 5 | Yes | Yes | Yes
[19 empty] | Yes | Lead | Tier 5 | Yes | Yes | Yes
[19 empty] | Yes | Lead | Tier 5 | Yes | Yes | Yes
[19 empty] | Yes | Lead | Tier 5 | Yes | Yes | Yes
[19 empty] | Yes | Lead | Tier 5 | Yes | Yes | Yes
[19 empty] | Yes | Lead | Tier 5 | Yes | Yes | Yes
[19 empty] | Yes | Lead | Tier 5 | Yes | Yes | Yes
[19 empty] | Yes | Lead | Tier 5 | Yes | Yes | Yes
[19 empty] | Yes | Lead | Tier 5 | Yes | Yes | Yes
[19 empty] | Yes | Lead | Tier 5 | Yes | Yes | Yes
[19 empty] | Yes | Lead | Tier 5 | Yes | Yes | Yes
[19 empty] | Yes | Lead | Tier 5 | Yes | Yes | Yes
[19 empty] | Yes | Lead | Tier 5 | Yes | Yes | Yes
[19 empty] | Yes | Lead | Tier 5 | Yes | Yes | Yes
[19 empty] | Yes | Lead | Tier 5 | Yes | Yes | Yes
[19 empty] | Yes | Lead | Tier 5 | Yes | Yes | Yes
[19 empty] | Yes | Lead | Tier 5 | Yes | Yes | Yes
[19 empty] | Yes | Lead | Tier 5 | Yes | Yes | Yes
[19 empty] | Yes | Lead | Tier 5 | Yes | Yes | Yes
[19 empty] | Yes | Lead | Tier 5 | Yes | Yes | Yes
[19 empty] | Yes | Lead | Tier 5 | Yes | Yes | Yes
[19 empty] | Yes | Lead | Tier 5 | Yes | Yes | Yes
[19 empty] | Yes | Lead | Tier 5 | Yes | Yes | Yes
[19 empty] | Yes | Lead | Tier 5 | Yes | Yes | Yes
[19 empty] | Yes | Lead | Tier 5 | Yes | Yes | Yes
[19 empty] | Yes | Lead | Tier 5 | Yes | Yes | Yes
[19 empty] | Yes | Lead | Tier 5 | Yes | Yes | Yes
[19 empty] | Yes | Lead | Tier 5 | Yes | Yes | Yes
[19 empty] | Yes | Lead | Tier 5 | Yes | Yes | Yes
[19 empty] | Yes | Lead | Tier 5 | Yes | Yes | Yes
[19 empty] | Yes | Lead | Tier 5 | Yes | Yes | Yes
[19 empty] | Yes | Lead | Tier 5 | Yes | Yes | Yes
[19 empty] | Yes | Lead | Tier 5 | Yes | Yes | Yes
[19 empty] | Yes | Lead | Tier 5 | Yes | Yes | Yes
[19 empty] | Yes | Lead | Tier 5 | Yes | Yes | Yes
[19 empty] | Yes | Lead | Tier 5 | Yes | Yes | Yes
[19 empty] | Yes | Lead | Tier 5 | Yes | Yes | Yes
[19 empty] | Yes | Lead | Tier 5 | Yes | Yes | Yes
[19 empty] | Yes | Lead | Tier 5 | Yes | Yes | Yes
[19 empty] | Yes | Lead | Tier 5 | Yes | Yes | Yes
[19 empty] | Yes | Lead | Tier 5 | Yes | Yes | Yes
[19 empty] | Yes | Lead | Tier 5 | Yes | Yes | Yes
[19 empty] | Yes | Lead | Tier 5 | Yes | Yes | Yes
[19 empty] | Yes | Lead | Tier 5 | Yes | Yes | Yes
[19 empty] | Yes | Lead | Tier 5 | Yes | Yes | Yes
[19 empty] | Yes | Lead | Tier 5 | Yes | Yes | Yes
[19 empty] | Yes | Lead | Tier 5 | Yes | Yes | Yes
[19 empty] | Yes | Lead | Tier 5 | Yes | Yes | Yes
[19 empty] | Yes | Lead | Tier 5 | Yes | Yes | Yes
[19 empty] | Yes | Lead | Tier 5 | Yes | Yes | Yes
[19 empty] | Yes | Lead | Tier 5 | Yes | Yes | Yes
[19 empty] | Yes | Lead | Tier 5 | Yes | Yes | Yes
[19 empty] | Yes | Lead | Tier 5 | Yes | Yes | Yes
[19 empty] | Yes | Lead | Tier 5 | Yes | Yes | Yes
[19 empty] | Yes | Lead | Tier 5 | Yes | Yes | Yes
[19 empty] | Yes | Lead | Tier 5 | Yes | Yes | Yes
[19 empty] | Yes | Lead | Tier 5 | Yes | Yes | Yes
[19 empty] | Yes | Lead | Tier 5 | Yes | Yes | Yes
[19 empty] | Yes | Lead | Tier 5 | Yes | Yes | Yes
[19 empty] | Yes | Lead | Tier 5 | Yes | Yes | Yes
[19 empty] | Yes | Lead | Tier 5 | Yes | Yes | Yes
[19 empty] | Yes | Lead | Tier 5 | Yes | Yes | Yes
[19 empty] | Yes | Lead | Tier 5 | Yes | Yes | Yes
[19 empty] | Yes | Lead | Tier 5 | Yes | Yes | Yes
[19 empty] | Yes | Lead | Tier 5 | Yes | Yes | Yes
[19 empty] | Yes | Lead | Tier 5 | Yes | Yes | Yes
[19 empty] | Yes | Lead | Tier 5 | Yes | Yes | Yes
[19 empty] | Yes | Lead | Tier 5 | Yes | Yes | Yes
[19 empty] | Yes | Lead | Tier 5 | Yes | Yes | Yes
[19 empty] | Yes | Lead | Tier 5 | Yes | Yes | Yes
[19 empty] | Yes | Lead | Tier 5 | Yes | Yes | Yes
[19 empty] | Yes | Lead | Tier 5 | Yes | Yes | Yes
[19 empty] | Yes | Lead | Tier 5 | Yes | Yes | Yes
[19 empty] | Yes | Lead | Tier 5 | Yes | Yes | Yes
[19 empty] | Yes | Lead | Tier 5 | Yes | Yes | Yes
[19 empty] | Yes | Lead | Tier 5 | Yes | Yes | Yes
[19 empty] | Yes | Lead | Tier 5 | Yes | Yes | Yes
[19 empty] | Yes | Lead | Tier 5 | Yes | Yes | Yes
[19 empty] | Yes | Lead | Tier 5 | Yes | Yes | Yes
[19 empty] | Yes | Lead | Tier 5 | Yes | Yes | Yes
[19 empty] | Yes | Lead | Tier 5 | Yes | Yes | Yes
[19 empty] | Yes | Lead | Tier 5 | Yes | Yes | Yes
[19 empty] | Yes | Lead | Tier 5 | Yes | Yes | Yes
[19 empty] | Yes | Lead | Tier 5 | Yes | Yes | Yes
[19 empty] | Yes | Lead | Tier 5 | Yes | Yes | Yes
[19 empty] | Yes | Lead | Tier 5 | Yes | Yes | Yes
[19 empty] | Yes | Lead | Tier 5 | Yes | Yes | Yes
[19 empty] | Yes | Lead | Tier 5 | Yes | Yes | Yes
[19 empty] | Yes | Lead | Tier 5 | Yes | Yes | Yes
[19 empty] | Yes | Lead | Tier 5 | Yes | Yes | Yes
[19 empty] | Yes | Lead | Tier 5 | Yes | Yes | Yes
[19 empty] | Yes | Lead | Tier 5 | Yes | Yes | Yes
[19 empty] | Yes | Lead | Tier 5 | Yes | Yes | Yes
[19 empty] | Yes | Lead | Tier 5 | Yes | Yes | Yes
[19 empty] | Yes | Lead | Tier 5 | Yes | Yes | Yes
[19 empty] | Yes | Lead | Tier 5 | Yes | Yes | Yes
[19 empty] | Yes | Lead | Tier 5 | Yes | Yes | Yes
[19 empty] | Yes | Lead | Tier 5 | Yes | Yes | Yes
[19 empty] | Yes | Lead | Tier 5 | Yes | Yes | Yes
[19 empty] | Yes | Lead | Tier 5 | Yes | Yes | Yes
[19 empty] | Yes | Lead | Tier 5 | Yes | Yes | Yes
[19 empty] | Yes | Lead | Tier 5 | Yes | Yes | Yes
[19 empty] | Yes | Lead | Tier 5 | Yes | Yes | Yes
[19 empty] | Yes | Lead | Tier 5 | Yes | Yes | Yes
[19 empty] | Yes | Lead | Tier 5 | Yes | Yes | Yes
[19 empty] | Yes | Lead | Tier 5 | Yes | Yes | Yes
[19 empty] | Yes | Lead | Tier 5 | Yes | Yes | Yes
[19 empty] | Yes | Lead | Tier 5 | Yes | Yes | Yes
[19 empty] | Yes | Lead | Tier 5 | Yes | Yes | Yes
[19 empty] | Yes | Lead | Tier 5 | Yes | Yes | Yes
[19 empty] | Yes | Lead | Tier 5 | Yes | Yes | Yes
[19 empty] | Yes | Lead | Tier 5 | Yes | Yes | Yes
[19 empty] | Yes | Lead | Tier 5 | Yes | Yes | Yes
[19 empty] | Yes | Lead | Tier 5 | Yes | Yes | Yes
[19 empty] | Yes | Lead | Tier 5 | Yes | Yes | Yes
[19 empty] | Yes | Lead | Tier 5 | Yes | Yes | Yes
[19 empty] | Yes | Lead | Tier 5 | Yes | Yes | Yes
[19 empty] | Yes | Lead | Tier 5 | Yes | Yes | Yes
[19 empty] | Yes | Lead | Tier 5 | Yes | Yes | Yes
[19 empty] | Yes | Lead | Tier 5 | Yes | Yes | Yes
[19 empty] | Yes | Lead | Tier 5 | Yes | Yes | Yes
[19 empty] | Yes | Lead | Tier 5 | Yes | Yes | Yes
[19 empty] | Yes | Lead | Tier 5 | Yes | Yes | Yes
[19 empty] | Yes | Lead | Tier 5 | Yes | Yes | Yes
[19 empty] | Yes | Lead | Tier 5 | Yes | Yes | Yes
[19 empty] | Yes | Lead | Tier 5 | Yes | Yes | Yes
[19 empty] | Yes | Lead | Tier 5 | Yes | Yes | Yes
[19 empty] | Yes | Lead | Tier 5 | Yes | Yes | Yes
[19 empty] | Yes | Lead | Tier 5 | Yes | Yes | Yes
[19 empty] | Yes | Lead | Tier 5 | Yes | Yes | Yes
[19 empty] | Yes | Lead | Tier 5 | Yes | Yes | Yes
[19 empty] | Yes | Lead | Tier 5 | Yes | Yes | Yes
[19 empty] | Yes | Lead | Tier 5 | Yes | Yes | Yes
[19 empty] | Yes | Lead | Tier 5 | Yes | Yes | Yes
[19 empty] | Yes | Lead | Tier 5 | Yes | Yes | Yes
[19 empty] | Yes | Lead | Tier 5 | Yes | Yes | Yes
[19 empty] | Yes | Lead | Tier 5 | Yes | Yes | Yes
[19 empty] | Yes | Lead | Tier 5 | Yes | Yes | Yes
[19 empty] | Yes | Lead | Tier 5 | Yes | Yes | Yes
[19 empty] | Yes | Lead | Tier 5 | Yes | Yes | Yes
[19 empty] | Yes | Lead | Tier 5 | Yes | Yes | Yes
[19 empty] | Yes | Lead | Tier 5 | Yes | Yes | Yes
[19 empty] | Yes | Lead | Tier 5 | Yes | Yes | Yes
[19 empty] | Yes | Lead | Tier 5 | Yes | Yes | Yes
[19 empty] | Yes | Lead | Tier 5 | Yes | Yes | Yes
[19 empty] | Yes | Lead | Tier 5 | Yes | Yes | Yes
[19 empty] | Yes | Lead | Tier 5 | Yes | Yes | Yes
[19 empty] | Yes | Lead | Tier 5 | Yes | Yes | Yes
[19 empty] | Yes | Lead | Tier 5 | Yes | Yes | Yes
[19 empty] | Yes | Lead | Tier 5 | Yes | Yes | Yes
[19 empty] | Yes | Lead | Tier 5 | Yes | Yes | Yes
[19 empty] | Yes | Lead | Tier 5 | Yes | Yes | Yes
[19 empty] | Yes | Lead | Tier 5 | Yes | Yes | Yes
[19 empty] | Yes | Lead | Tier 5 | Yes | Yes | Yes
[19 empty] | Yes | Lead | Tier 5 | Yes | Yes | Yes
[19 empty] | Yes | Lead | Tier 5 | Yes | Yes | Yes
[19 empty] | Yes | Lead | Tier 5 | Yes | Yes | Yes
[19 empty] | Yes | Lead | Tier 5 | Yes | Yes | Yes
[19 empty] | Yes | Lead | Tier 5 | Yes | Yes | Yes
[19 empty] | Yes | Lead | Tier 5 | Yes | Yes | Yes
[19 empty] | Yes | Lead | Tier 5 | Yes | Yes | Yes
[19 empty] | Yes | Lead | Tier 5 | Yes | Yes | Yes
[19 empty] | Yes | Lead | Tier 5 | Yes | Yes | Yes
[19 empty] | Yes | Lead | Tier 5 | Yes | Yes | Yes
[19 empty] | Yes | Lead | Tier 5 | Yes | Yes | Yes
[19 empty] | Yes | Lead | Tier 5 | Yes | Yes | Yes
[19 empty] | Yes | Lead | Tier 5 | Yes | Yes | Yes
[19 empty] | Yes | Lead | Tier 5 | Yes | Yes | Yes
[19 empty] | Yes | Lead | Tier 5 | Yes | Yes | Yes
[19 empty] | Yes | Lead | Tier 5 | Yes | Yes | Yes
[19 empty] | Yes | Lead | Tier 5 | Yes | Yes | Yes
[19 empty] | Yes | Lead | Tier 5 | Yes | Yes | Yes
[19 empty] | Yes | Lead | Tier 5 | Yes | Yes | Yes
[19 empty] | Yes | Lead | Tier 5 | Yes | Yes | Yes
[19 empty] | Yes | Lead | Tier 5 | Yes | Yes | Yes
[19 empty] | Yes | Lead | Tier 5 | Yes | Yes | Yes
[19 empty] | Yes | Lead | Tier 5 | Yes | Yes | Yes
[19 empty] | Yes | Lead | Tier 5 | Yes | Yes | Yes
[19 empty] | Yes | Lead | Tier 5 | Yes | Yes | Yes
[19 empty] | Yes | Lead | Tier 5 | Yes | Yes | Yes
[19 empty] | Yes | Lead | Tier 5 | Yes | Yes | Yes
[19 empty] | Yes | Lead | Tier 5 | Yes | Yes | Yes
[19 empty] | Yes | Lead | Tier 5 | Yes | Yes | Yes
[19 empty] | Yes | Lead | Tier 5 | Yes | Yes | Yes
[19 empty] | Yes | Lead | Tier 5 | Yes | Yes | Yes
[19 empty] | Yes | Lead | Tier 5 | Yes | Yes | Yes
[19 empty] | Yes | Lead | Tier 5 | Yes | Yes | Yes
[19 empty] | Yes | Lead | Tier 5 | Yes | Yes | Yes
[19 empty] | Yes | Lead | Tier 5 | Yes | Yes | Yes
[19 empty] | Yes | Lead | Tier 5 | Yes | Yes | Yes
[19 empty] | Yes | Lead | Tier 5 | Yes | Yes | Yes
[19 empty] | Yes | Lead | Tier 5 | Yes | Yes | Yes
[19 empty] | Yes | Lead | Tier 5 | Yes | Yes | Yes
[19 empty] | Yes | Lead | Tier 5 | Yes | Yes | Yes
[19 empty] | Yes | Lead | Tier 5 | Yes | Yes | Yes
[19 empty] | Yes | Lead | Tier 5 | Yes | Yes | Yes
[19 empty] | Yes | Lead | Tier 5 | Yes | Yes | Yes
[19 empty] | Yes | Lead | Tier 5 | Yes | Yes | Yes
[19 empty] | Yes | Lead | Tier 5 | Yes | Yes | Yes
[19 empty] | Yes | Lead | Tier 5 | Yes | Yes | Yes
[19 empty] | Yes | Lead | Tier 5 | Yes | Yes | Yes
[19 empty] | Yes | Lead | Tier 5 | Yes | Yes | Yes
[19 empty] | Yes | Lead | Tier 5 | Yes | Yes | Yes
[19 empty] | Yes | Lead | Tier 5 | Yes | Yes | Yes
[19 empty] | Yes | Lead | Tier 5 | Yes | Yes | Yes
[19 empty] | Yes | Lead | Tier 5 | Yes | Yes | Yes
[19 empty] | Yes | Lead | Tier 5 | Yes | Yes | Yes
[19 empty] | Yes | Lead | Tier 5 | Yes | Yes | Yes
[19 empty] | Yes | Lead | Tier 5 | Yes | Yes | Yes
[19 empty] | Yes | Lead | Tier 5 | Yes | Yes | Yes
[19 empty] | Yes | Lead | Tier 5 | Yes | Yes | Yes
[19 empty] | Yes | Lead | Tier 5 | Yes | Yes | Yes
[19 empty] | Yes | Lead | Tier 5 | Yes | Yes | Yes
[19 empty] | Yes | Lead | Tier 5 | Yes | Yes | Yes
[19 empty] | Yes | Lead | Tier 5 | Yes | Yes | Yes
[19 empty] | Yes | Lead | Tier 5 | Yes | Yes | Yes
[19 empty] | Yes | Lead | Tier 5 | Yes | Yes | Yes
[19 empty] | Yes | Lead | Tier 5 | Yes | Yes | Yes
[19 empty] | Yes | Lead | Tier 5 | Yes | Yes | Yes
[19 empty] | Yes | Lead | Tier 5 | Yes | Yes | Yes
[19 empty] | Yes | Lead | Tier 5 | Yes | Yes | Yes
[19 empty] | Yes | Lead | Tier 5 | Yes | Yes | Yes
[19 empty] | Yes | Lead | Tier 5 | Yes | Yes | Yes
[19 empty] | Yes | Lead | Tier 5 | Yes | Yes | Yes
[19 empty] | Yes | Lead | Tier 5 | Yes | Yes | Yes
[19 empty] | Yes | Lead | Tier 5 | Yes | Yes | Yes
[19 empty] | Yes | Lead | Tier 5 | Yes | Yes | Yes
[19 empty] | Yes | Lead | Tier 5 | Yes | Yes | Yes
[19 empty] | Yes | Lead | Tier 5 | Yes | Yes | Yes
[19 empty] | Yes | Lead | Tier 5 | Yes | Yes | Yes
[19 empty] | Yes | Lead | Tier 5 | Yes | Yes | Yes
[19 empty] | Yes | Lead | Tier 5 | Yes | Yes | Yes
[19 empty] | Yes | Lead | Tier 5 | Yes | Yes | Yes
[19 empty] | Yes | Lead | Tier 5 | Yes | Yes | Yes
[19 empty] | Yes | Lead | Tier 5 | Yes | Yes | Yes
[19 empty] | Yes | Lead | Tier 5 | Yes | Yes | Yes
[19 empty] | Yes | Lead | Tier 5 | Yes | Yes | Yes
[19 empty] | Yes | Lead | Tier 5 | Yes | Yes | Yes
[19 empty] | Yes | Lead | Tier 5 | Yes | Yes | Yes
[19 empty] | Yes | Lead | Tier 5 | Yes | Yes | Yes
[19 empty] | Yes | Lead | Tier 5 | Yes | Yes | Yes
[19 empty] | Yes | Lead | Tier 5 | Yes | Yes | Yes
[19 empty] | Yes | Lead | Tier 5 | Yes | Yes | Yes
[19 empty] | Yes | Lead | Tier 5 | Yes | Yes | Yes
[19 empty] | Yes | Lead | Tier 5 | Yes | Yes | Yes
[19 empty] | Yes | Lead | Tier 5 | Yes | Yes | Yes
[19 empty] | Yes | Lead | Tier 5 | Yes | Yes | Yes
[19 empty] | Yes | Lead | Tier 5 | Yes | Yes | Yes
[19 empty] | Yes | Lead | Tier 5 | Yes | Yes | Yes
[19 empty] | Yes | Lead | Tier 5 | Yes | Yes | Yes
[19 empty] | Yes | Lead | Tier 5 | Yes | Yes | Yes
[19 empty] | Yes | Lead | Tier 5 | Yes | Yes | Yes
[19 empty] | Yes | Lead | Tier 5 | Yes | Yes | Yes
[19 empty] | Yes | Lead | Tier 5 | Yes | Yes | Yes
[19 empty] | Yes | Lead | Tier 5 | Yes | Yes | Yes
[19 empty] | Yes | Lead | Tier 5 | Yes | Yes | Yes
[19 empty] | Yes | Lead | Tier 5 | Yes | Yes | Yes
[19 empty] | Yes | Lead | Tier 5 | Yes | Yes | Yes
[19 empty] | Yes | Lead | Tier 5 | Yes | Yes | Yes
[19 empty] | Yes | Lead | Tier 5 | Yes | Yes | Yes
[19 empty] | Yes | Lead | Tier 5 | Yes | Yes | Yes
[19 empty] | Yes | Lead | Tier 5 | Yes | Yes | Yes
[19 empty] | Yes | Lead | Tier 5 | Yes | Yes | Yes
[19 empty] | Yes | Lead | Tier 5 | Yes | Yes | Yes
[19 empty] | Yes | Lead | Tier 5 | Yes | Yes | Yes
[19 empty] | Yes | Lead | Tier 5 | Yes | Yes | Yes
[19 empty] | Yes | Lead | Tier 5 | Yes | Yes | Yes
[19 empty] | Yes | Lead | Tier 5 | Yes | Yes | Yes
[19 empty] | Yes | Lead | Tier 5 | Yes | Yes | Yes
[19 empty] | Yes | Lead | Tier 5 | Yes | Yes | Yes
[19 empty] | Yes | Lead | Tier 5 | Yes | Yes | Yes
[19 empty] | Yes | Lead | Tier 5 | Yes | Yes | Yes
[19 empty] | Yes | Lead | Tier 5 | Yes | Yes | Yes
[19 empty] | Yes | Lead | Tier 5 | Yes | Yes | Yes
[19 empty] | Yes | Lead | Tier 5 | Yes | Yes | Yes
[19 empty] | Yes | Lead | Tier 5 | Yes | Yes | Yes
[19 empty] | Yes | Lead | Tier 5 | Yes | Yes | Yes
[19 empty] | Yes | Lead | Tier 5 | Yes | Yes | Yes
[19 empty] | Yes | Lead | Tier 5 | Yes | Yes | Yes
[19 empty] | Yes | Lead | Tier 5 | Yes | Yes | Yes
[19 empty] | Yes | Lead | Tier 5 | Yes | Yes | Yes
[19 empty] | Yes | Lead | Tier 5 | Yes | Yes | Yes
[19 empty] | Yes | Lead | Tier 5 | Yes | Yes | Yes
[19 empty] | Yes | Lead | Tier 5 | Yes | Yes | Yes
[19 empty] | Yes | Lead | Tier 5 | Yes | Yes | Yes
[19 empty] | Yes | Lead | Tier 5 | Yes | Yes | Yes
[19 empty] | Yes | Lead | Tier 5 | Yes | Yes | Yes
[19 empty] | Yes | Lead | Tier 5 | Yes | Yes | Yes
[19 empty] | Yes | Lead | Tier 5 | Yes | Yes | Yes
[19 empty] | Yes | Lead | Tier 5 | Yes | Yes | Yes
[19 empty] | Yes | Lead | Tier 5 | Yes | Yes | Yes
[19 empty] | Yes | Lead | Tier 5 | Yes | Yes | Yes
[19 empty] | Yes | Lead | Tier 5 | Yes | Yes | Yes
[19 empty] | Yes | Lead | Tier 5 | Yes | Yes | Yes
[19 empty] | Yes | Lead | Tier 5 | Yes | Yes | Yes
[19 empty] | Yes | Lead | Tier 5 | Yes | Yes | Yes
[19 empty] | Yes | Lead | Tier 5 | Yes | Yes | Yes
[19 empty] | Yes | Lead | Tier 5 | Yes | Yes | Yes
[19 empty] | Yes | Lead | Tier 5 | Yes | Yes | Yes
[19 empty] | Yes | Lead | Tier 5 | Yes | Yes | Yes
[19 empty] | Yes | Lead | Tier 5 | Yes | Yes | Yes
[19 empty] | Yes | Lead | Tier 5 | Yes | Yes | Yes
[19 empty] | Yes | Lead | Tier 5 | Yes | Yes | Yes
[19 empty] | Yes | Lead | Tier 5 | Yes | Yes | Yes
[19 empty] | Yes | Lead | Tier 5 | Yes | Yes | Yes
[19 empty] | Yes | Lead | Tier 5 | Yes | Yes | Yes
[19 empty] | Yes | Lead | Tier 5 | Yes | Yes | Yes
[19 empty] | Yes | Lead | Tier 5 | Yes | Yes | Yes
[19 empty] | Yes | Lead | Tier 5 | Yes | Yes | Yes
[19 empty] | Yes | Lead | Tier 5 | Yes | Yes | Yes
[19 empty] | Yes | Lead | Tier 5 | Yes | Yes | Yes
[19 empty] | Yes | Lead | Tier 5 | Yes | Yes | Yes
[19 empty] | Yes | Lead | Tier 5 | Yes | Yes | Yes
[19 empty] | Yes | Lead | Tier 5 | Yes | Yes | Yes
[19 empty] | Yes | Lead | Tier 5 | Yes | Yes | Yes
[19 empty] | Yes | Lead | Tier 5 | Yes | Yes | Yes
[19 empty] | Yes | Lead | Tier 5 | Yes | Yes | Yes
[19 empty] | Yes | Lead | Tier 5 | Yes | Yes | Yes
[19 empty] | Yes | Lead | Tier 5 | Yes | Yes | Yes
[19 empty] | Yes | Lead | Tier 5 | Yes | Yes | Yes
[19 empty] | Yes | Lead | Tier 5 | Yes | Yes | Yes
[19 empty] | Yes | Lead | Tier 5 | Yes | Yes | Yes
[19 empty] | Yes | Lead | Tier 5 | Yes | Yes | Yes
[19 empty] | Yes | Lead | Tier 5 | Yes | Yes | Yes
[19 empty] | Yes | Lead | Tier 5 | Yes | Yes | Yes
[19 empty] | Yes | Lead | Tier 5 | Yes | Yes | Yes
[19 empty] | Yes | Lead | Tier 5 | Yes | Yes | Yes
[19 empty] | Yes | Lead | Tier 5 | Yes | Yes | Yes
[19 empty] | Yes | Lead | Tier 5 | Yes | Yes | Yes
[19 empty] | Yes | Lead | Tier 5 | Yes | Yes | Yes
[19 empty] | Yes | Lead | Tier 5 | Yes | Yes | Yes
[19 empty] | Yes | Lead | Tier 5 | Yes | Yes | Yes
[19 empty] | Yes | Lead | Tier 5 | Yes | Yes | Yes
[19 empty] | Yes | Lead | Tier 5 | Yes | Yes | Yes
[19 empty] | Yes | Lead | Tier 5 | Yes | Yes | Yes
[19 empty] | Yes | Lead | Tier 5 | Yes | Yes | Yes
[19 empty] | Yes | Lead | Tier 5 | Yes | Yes | Yes
[19 empty] | Yes | Lead | Tier 5 | Yes | Yes | Yes
[19 empty] | Yes | Lead | Tier 5 | Yes | Yes | Yes
[19 empty] | Yes | Lead | Tier 5 | Yes | Yes | Yes
[19 empty] | Yes | Lead | Tier 5 | Yes | Yes | Yes
[19 empty] | Yes | Lead | Tier 5 | Yes | Yes | Yes
[19 empty] | Yes | Lead | Tier 5 | Yes | Yes | Yes
[19 empty] | Yes | Lead | Tier 5 | Yes | Yes | Yes
[19 empty] | Yes | Lead | Tier 5 | Yes | Yes | Yes
[19 empty] | Yes | Lead | Tier 5 | Yes | Yes | Yes
[19 empty] | Yes | Lead | Tier 5 | Yes | Yes | Yes
[19 empty] | Yes | Lead | Tier 5 | Yes | Yes | Yes
[19 empty] | Yes | Lead | Tier 5 | Yes | Yes | Yes
[19 empty] | Yes | Lead | Tier 5 | Yes | Yes | Yes
[19 empty] | Yes | Lead | Tier 5 | Yes | Yes | Yes
[19 empty] | Yes | Lead | Tier 5 | Yes | Yes | Yes
[19 empty] | Yes | Lead | Tier 5 | Yes | Yes | Yes
[19 empty] | Yes | Lead | Tier 5 | Yes | Yes | Yes
[19 empty] | Yes | Lead | Tier 5 | Yes | Yes | Yes
[19 empty] | Yes | Lead | Tier 5 | Yes | Yes | Yes
[19 empty] | Yes | Lead | Tier 5 | Yes | Yes | Yes
[19 empty] | Yes | Lead | Tier 5 | Yes | Yes | Yes
[19 empty] | Yes | Lead | Tier 5 | Yes | Yes | Yes
[19 empty] | Yes | Lead | Tier 5 | Yes | Yes | Yes
[19 empty] | Yes | Lead | Tier 5 | Yes | Yes | Yes
[19 empty] | Yes | Lead | Tier 5 | Yes | Yes | Yes
[19 empty] | Yes | Lead | Tier 5 | Yes | Yes | Yes
[19 empty] | Yes | Lead | Tier 5 | Yes | Yes | Yes
[19 empty] | Yes | Lead | Tier 5 | Yes | Yes | Yes
[19 empty] | Yes | Lead | Tier 5 | Yes | Yes | Yes
[19 empty] | Yes | Lead | Tier 5 | Yes | Yes | Yes
[19 empty] | Yes | Lead | Tier 5 | Yes | Yes | Yes
[19 empty] | Yes | Lead | Tier 5 | Yes | Yes | Yes
[19 empty] | Yes | Lead | Tier 5 | Yes | Yes | Yes
[19 empty] | Yes | Lead | Tier 5 | Yes | Yes | Yes
[19 empty] | Yes | Lead | Tier 5 | Yes | Yes | Yes
[19 empty] | Yes | Lead | Tier 5 | Yes | Yes | Yes
[19 empty] | Yes | Lead | Tier 5 | Yes | Yes | Yes
[19 empty] | Yes | Lead | Tier 5 | Yes | Yes | Yes
[19 empty] | Yes | Lead | Tier 5 | Yes | Yes | Yes
[19 empty] | Yes | Lead | Tier 5 | Yes | Yes | Yes
[19 empty] | Yes | Lead | Tier 5 | Yes | Yes | Yes
[19 empty] | Yes | Lead | Tier 5 | Yes | Yes | Yes
[19 empty] | Yes | Lead | Tier 5 | Yes | Yes | Yes
[19 empty] | Yes | Lead | Tier 5 | Yes | Yes | Yes
[19 empty] | Yes | Lead | Tier 5 | Yes | Yes | Yes
[19 empty] | Yes | Lead | Tier 5 | Yes | Yes | Yes
[19 empty] | Yes | Lead | Tier 5 | Yes | Yes | Yes
[19 empty] | Yes | Lead | Tier 5 | Yes | Yes | Yes
[19 empty] | Yes | Lead | Tier 5 | Yes | Yes | Yes
[19 empty] | Yes | Lead | Tier 5 | Yes | Yes | Yes
[19 empty] | Yes | Lead | Tier 5 | Yes | Yes | Yes
[19 empty] | Yes | Lead | Tier 5 | Yes | Yes | Yes
[19 empty] | Yes | Lead | Tier 5 | Yes | Yes | Yes
[19 empty] | Yes | Lead | Tier 5 | Yes | Yes | Yes
[19 empty] | Yes | Lead | Tier 5 | Yes | Yes | Yes
[19 empty] | Yes | Lead | Tier 5 | Yes | Yes | Yes
[19 empty] | Yes | Lead | Tier 5 | Yes | Yes | Yes
[19 empty] | Yes | Lead | Tier 5 | Yes | Yes | Yes
[19 empty] | Yes | Lead | Tier 5 | Yes | Yes | Yes
[19 empty] | Yes | Lead | Tier 5 | Yes | Yes | Yes
[19 empty] | Yes | Lead | Tier 5 | Yes | Yes | Yes
[19 empty] | Yes | Lead | Tier 5 | Yes | Yes | Yes
[19 empty] | Yes | Lead | Tier 5 | Yes | Yes | Yes
[19 empty] | Yes | Lead | Tier 5 | Yes | Yes | Yes
[19 empty] | Yes | Lead | Tier 5 | Yes | Yes | Yes
[19 empty] | Yes | Lead | Tier 5 | Yes | Yes | Yes
[19 empty] | Yes | Lead | Tier 5 | Yes | Yes | Yes
[19 empty] | Yes | Lead | Tier 5 | Yes | Yes | Yes
[19 empty] | Yes | Lead | Tier 5 | Yes | Yes | Yes
[19 empty] | Yes | Lead | Tier 5 | Yes | Yes | Yes
[19 empty] | Yes | Lead | Tier 5 | Yes | Yes | Yes
[19 empty] | Yes | Lead | Tier 5 | Yes | Yes | Yes
[19 empty] | Yes | Lead | Tier 5 | Yes | Yes | Yes
[19 empty] | Yes | Lead | Tier 5 | Yes | Yes | Yes
[19 empty] | Yes | Lead | Tier 5 | Yes | Yes | Yes
[19 empty] | Yes | Lead | Tier 5 | Yes | Yes | Yes
[19 empty] | Yes | Lead | Tier 5 | Yes | Yes | Yes
[19 empty] | Yes | Lead | Tier 5 | Yes | Yes | Yes
[19 empty] | Yes | Lead | Tier 5 | Yes | Yes | Yes
[19 empty] | Yes | Lead | Tier 5 | Yes | Yes | Yes
[19 empty] | Yes | Lead | Tier 5 | Yes | Yes | Yes
[19 empty] | Yes | Lead | Tier 5 | Yes | Yes | Yes
[19 empty] | Yes | Lead | Tier 5 | Yes | Yes | Yes
[19 empty] | Yes | Lead | Tier 5 | Yes | Yes | Yes
[19 empty] | Yes | Lead | Tier 5 | Yes | Yes | Yes
[19 empty] | Yes | Lead | Tier 5 | Yes | Yes | Yes
[19 empty] | Yes | Lead | Tier 5 | Yes | Yes | Yes
[19 empty] | Yes | Lead | Tier 5 | Yes | Yes | Yes
[19 empty] | Yes | Lead | Tier 5 | Yes | Yes | Yes
[19 empty] | Yes | Lead | Tier 5 | Yes | Yes | Yes
[19 empty] | Yes | Lead | Tier 5 | Yes | Yes | Yes
[19 empty] | Yes | Lead | Tier 5 | Yes | Yes | Yes
[19 empty] | Yes | Lead | Tier 5 | Yes | Yes | Yes
[19 empty] | Yes | Lead | Tier 5 | Yes | Yes | Yes
[19 empty] | Yes | Lead | Tier 5 | Yes | Yes | Yes
[19 empty] | Yes | Lead | Tier 5 | Yes | Yes | Yes
[19 empty] | Yes | Lead | Tier 5 | Yes | Yes | Yes
[19 empty] | Yes | Lead | Tier 5 | Yes | Yes | Yes
[19 empty] | Yes | Lead | Tier 5 | Yes | Yes | Yes
[19 empty] | Yes | Lead | Tier 5 | Yes | Yes | Yes
[19 empty] | Yes | Lead | Tier 5 | Yes | Yes | Yes
[19 empty] | Yes | Lead | Tier 5 | Yes | Yes | Yes
[19 empty] | Yes | Lead | Tier 5 | Yes | Yes | Yes
[19 empty] | Yes | Lead | Tier 5 | Yes | Yes | Yes
[19 empty] | Yes | Lead | Tier 5 | Yes | Yes | Yes
[19 empty] | Yes | Lead | Tier 5 | Yes | Yes | Yes
[19 empty] | Yes | Lead | Tier 5 | Yes | Yes | Yes
[19 empty] | Yes | Lead | Tier 5 | Yes | Yes | Yes
[19 empty] | Yes | Lead | Tier 5 | Yes | Yes | Yes
[19 empty] | Yes | Lead | Tier 5 | Yes | Yes | Yes
[19 empty] | Yes | Lead | Tier 5 | Yes | Yes | Yes
[19 empty] | Yes | Lead | Tier 5 | Yes | Yes | Yes
[19 empty] | Yes | Lead | Tier 5 | Yes | Yes | Yes
[19 empty] | Yes | Lead | Tier 5 | Yes | Yes | Yes
[19 empty] | Yes | Lead | Tier 5 | Yes | Yes | Yes
[19 empty] | Yes | Lead | Tier 5 | Yes | Yes | Yes
[19 empty] | Yes | Lead | Tier 5 | Yes | Yes | Yes
[19 empty] | Yes | Lead | Tier 5 | Yes | Yes | Yes
[19 empty] | Yes | Lead | Tier 5 | Yes | Yes | Yes
[19 empty] | Yes | Lead | Tier 5 | Yes | Yes | Yes
[19 empty] | Yes | Lead | Tier 5 | Yes | Yes | Yes
[19 empty] | Yes | Lead | Tier 5 | Yes | Yes | Yes
[19 empty] | Yes | Lead | Tier 5 | Yes | Yes | Yes
[19 empty] | Yes | Lead | Tier 5 | Yes | Yes | Yes
[19 empty] | Yes | Lead | Tier 5 | Yes | Yes | Yes
[19 empty] | Yes | Lead | Tier 5 | Yes | Yes | Yes
[19 empty] | Yes | Lead | Tier 5 | Yes | Yes | Yes
[19 empty] | Yes | Lead | Tier 5 | Yes | Yes | Yes
[19 empty] | Yes | Lead | Tier 5 | Yes | Yes | Yes
[19 empty] | Yes | Lead | Tier 5 | Yes | Yes | Yes
[19 empty] | Yes | Lead | Tier 5 | Yes | Yes | Yes
[19 empty] | Yes | Lead | Tier 5 | Yes | Yes | Yes
[19 empty] | Yes | Lead | Tier 5 | Yes | Yes | Yes
[19 empty] | Yes | Lead | Tier 5 | Yes | Yes | Yes
[19 empty] | Yes | Lead | Tier 5 | Yes | Yes | Yes
[19 empty] | Yes | Lead | Tier 5 | Yes | Yes | Yes
[19 empty] | Yes | Lead | Tier 5 | Yes | Yes | Yes
[19 empty] | Yes | Lead | Tier 5 | Yes | Yes | Yes
[19 empty] | Yes | Lead | Tier 5 | Yes | Yes | Yes
[19 empty] | Yes | Lead | Tier 5 | Yes | Yes | Yes
[19 empty] | Yes | Lead | Tier 5 | Yes | Yes | Yes
[19 empty] | Yes | Lead | Tier 5 | Yes | Yes | Yes
[19 empty] | Yes | Lead | Tier 5 | Yes | Yes | Yes
[19 empty] | Yes | Lead | Tier 5 | Yes | Yes | Yes
[19 empty] | Yes | Lead | Tier 5 | Yes | Yes | Yes
[19 empty] | Yes | Lead | Tier 5 | Yes | Yes | Yes
[19 empty] | Yes | Lead | Tier 5 | Yes | Yes | Yes
[19 empty] | Yes | Lead | Tier 5 | Yes | Yes | Yes
[19 empty] | Yes | Lead | Tier 5 | Yes | Yes | Yes
[19 empty] | Yes | Lead | Tier 5 | Yes | Yes | Yes
[19 empty] | Yes | Lead | Tier 5 | Yes | Yes | Yes
[19 empty] | Yes | Lead | Tier 5 | Yes | Yes | Yes
[19 empty] | Yes | Lead | Tier 5 | Yes | Yes | Yes
[19 empty] | Yes | Lead | Tier 5 | Yes | Yes | Yes
[19 empty] | Yes | Lead | Tier 5 | Yes | Yes | Yes
[19 empty] | Yes | Lead | Tier 5 | Yes | Yes | Yes
[19 empty] | Yes | Lead | Tier 5 | Yes | Yes | Yes
[19 empty] | Yes | Lead | Tier 5 | Yes | Yes | Yes
[19 empty] | Yes | Lead | Tier 5 | Yes | Yes | Yes
[19 empty] | Yes | Lead | Tier 5 | Yes | Yes | Yes
[19 empty] | Yes | Lead | Tier 5 | Yes | Yes | Yes
[19 empty] | Yes | Lead | Tier 5 | Yes | Yes | Yes
[19 empty] | Yes | Lead | Tier 5 | Yes | Yes | Yes
[19 empty] | Yes | Lead | Tier 5 | Yes | Yes | Yes
[19 empty] | Yes | Lead | Tier 5 | Yes | Yes | Yes
[19 empty] | Yes | Lead | Tier 5 | Yes | Yes | Yes
[19 empty] | Yes | Lead | Tier 5 | Yes | Yes | Yes
[19 empty] | Yes | Lead | Tier 5 | Yes | Yes | Yes
[19 empty] | Yes | Lead | Tier 5 | Yes | Yes | Yes
[19 empty] | Yes | Lead | Tier 5 | Yes | Yes | Yes
[19 empty] | Yes | Lead | Tier 5 | Yes | Yes | Yes
[19 empty] | Yes | Lead | Tier 5 | Yes | Yes | Yes
[19 empty] | Yes | Lead | Tier 5 | Yes | Yes | Yes
[19 empty] | Yes | Lead | Tier 5 | Yes | Yes | Yes
[19 empty] | Yes | Lead | Tier 5 | Yes | Yes | Yes
[19 empty] | Yes | Lead | Tier 5 | Yes | Yes | Yes
[19 empty] | Yes | Lead | Tier 5 | Yes | Yes | Yes
[19 empty] | Yes | Lead | Tier 5 | Yes | Yes | Yes
[19 empty] | Yes | Lead | Tier 5 | Yes | Yes | Yes
[19 empty] | Yes | Lead | Tier 5 | Yes | Yes | Yes
[19 empty] | Yes | Lead | Tier 5 | Yes | Yes | Yes
[19 empty] | Yes | Lead | Tier 5 | Yes | Yes | Yes
[19 empty] | Yes | Lead | Tier 5 | Yes | Yes | Yes
[19 empty] | Yes | Lead | Tier 5 | Yes | Yes | Yes
[19 empty] | Yes | Lead | Tier 5 | Yes | Yes | Yes
[19 empty] | Yes | Lead | Tier 5 | Yes | Yes | Yes
[19 empty] | Yes | Lead | Tier 5 | Yes | Yes | Yes
[19 empty] | Yes | Lead | Tier 5 | Yes | Yes | Yes
[19 empty] | Yes | Lead | Tier 5 | Yes | Yes | Yes
[19 empty] | Yes | Lead | Tier 5 | Yes | Yes | Yes
[19 empty] | Yes | Lead | Tier 5 | Yes | Yes | Yes
[19 empty] | Yes | Lead | Tier 5 | Yes | Yes | Yes
[19 empty] | Yes | Lead | Tier 5 | Yes | Yes | Yes
[19 empty] | Yes | Lead | Tier 5 | Yes | Yes | Yes
[19 empty] | Yes | Lead | Tier 5 | Yes | Yes | Yes
[19 empty] | Yes | Lead | Tier 5 | Yes | Yes | Yes
[19 empty] | Yes | Lead | Tier 5 | Yes | Yes | Yes
[19 empty] | Yes | Lead | Tier 5 | Yes | Yes | Yes
[19 empty] | Yes | Lead | Tier 5 | Yes | Yes | Yes
[19 empty] | Yes | Lead | Tier 5 | Yes | Yes | Yes
[19 empty] | Yes | Lead | Tier 5 | Yes | Yes | Yes
[19 empty] | Yes | Lead | Tier 5 | Yes | Yes | Yes
[19 empty] | Yes | Lead | Tier 5 | Yes | Yes | Yes
[19 empty] | Yes | Lead | Tier 5 | Yes | Yes | Yes
[19 empty] | Yes | Lead | Tier 5 | Yes | Yes | Yes
[19 empty] | Yes | Lead | Tier 5 | Yes | Yes | Yes
[19 empty] | Yes | Lead | Tier 5 | Yes | Yes | Yes
[19 empty] | Yes | Lead | Tier 5 | Yes | Yes | Yes
[19 empty] | Yes | Lead | Tier 5 | Yes | Yes | Yes
[19 empty] | Yes | Lead | Tier 5 | Yes | Yes | Yes
[19 empty] | Yes | Lead | Tier 5 | Yes | Yes | Yes
[19 empty] | Yes | Lead | Tier 5 | Yes | Yes | Yes
[19 empty] | Yes | Lead | Tier 5 | Yes | Yes | Yes
[19 empty] | Yes | Lead | Tier 5 | Yes | Yes | Yes
[19 empty] | Yes | Lead | Tier 5 | Yes | Yes | Yes
[19 empty] | Yes | Lead | Tier 5 | Yes | Yes | Yes
[19 empty] | Yes | Lead | Tier 5 | Yes | Yes | Yes
[19 empty] | Yes | Lead | Tier 5 | Yes | Yes | Yes
[19 empty] | Yes | Lead | Tier 5 | Yes | Yes | Yes
[19 empty] | Yes | Lead | Tier 5 | Yes | Yes | Yes
[19 empty] | Yes | Lead | Tier 5 | Yes | Yes | Yes
[19 empty] | Yes | Lead | Tier 5 | Yes | Yes | Yes
[19 empty] | Yes | Lead | Tier 5 | Yes | Yes | Yes
[19 empty] | Yes | Lead | Tier 5 | Yes | Yes | Yes
[19 empty] | Yes | Lead | Tier 5 | Yes | Yes | Yes
[19 empty] | Yes | Lead | Tier 5 | Yes | Yes | Yes
[19 empty] | Yes | Lead | Tier 5 | Yes | Yes | Yes
[19 empty] | Yes | Lead | Tier 5 | Yes | Yes | Yes
[19 empty] | Yes | Lead | Tier 5 | Yes | Yes | Yes
[19 empty] | Yes | Lead | Tier 5 | Yes | Yes | Yes
[19 empty] | Yes | Lead | Tier 5 | Yes | Yes | Yes
[19 empty] | Yes | Lead | Tier 5 | Yes | Yes | Yes
[19 empty] | Yes | Lead | Tier 5 | Yes | Yes | Yes
[19 empty] | Yes | Lead | Tier 5 | Yes | Yes | Yes
[19 empty] | Yes | Lead | Tier 5 | Yes | Yes | Yes
[19 empty] | Yes | Lead | Tier 5 | Yes | Yes | Yes
[19 empty] | Yes | Lead | Tier 5 | Yes | Yes | Yes
[19 empty] | Yes | Lead | Tier 5 | Yes | Yes | Yes
[19 empty] | Yes | Lead | Tier 5 | Yes | Yes | Yes
[19 empty] | Yes | Lead | Tier 5 | Yes | Yes | Yes
[19 empty] | Yes | Lead | Tier 5 | Yes | Yes | Yes
[19 empty] | Yes | Lead | Tier 5 | Yes | Yes | Yes
[19 empty] | Yes | Lead | Tier 5 | Yes | Yes | Yes
[19 empty] | Yes | Lead | Tier 5 | Yes | Yes | Yes
[19 empty] | Yes | Lead | Tier 5 | Yes | Yes | Yes
[19 empty] | Yes | Lead | Tier 5 | Yes | Yes | Yes
[19 empty] | Yes | Lead | Tier 5 | Yes | Yes | Yes
[19 empty] | Yes | Lead | Tier 5 | Yes | Yes | Yes
[19 empty] | Yes | Lead | Tier 5 | Yes | Yes | Yes
[19 empty] | Yes | Lead | Tier 5 | Yes | Yes | Yes
[19 empty] | Yes | Lead | Tier 5 | Yes | Yes | Yes
[19 empty] | Yes | Lead | Tier 5 | Yes | Yes | Yes
[19 empty] | Yes | Lead | Tier 5 | Yes | Yes | Yes
[19 empty] | Yes | Lead | Tier 5 | Yes | Yes | Yes
[19 empty] | Yes | Lead | Tier 5 | Yes | Yes | Yes
[19 empty] | Yes | Lead | Tier 5 | Yes | Yes | Yes
[19 empty] | Yes | Lead | Tier 5 | Yes | Yes | Yes
[19 empty] | Yes | Lead | Tier 5 | Yes | Yes | Yes
[19 empty] | Yes | Lead | Tier 5 | Yes | Yes | Yes
[19 empty] | Yes | Lead | Tier 5 | Yes | Yes | Yes
[19 empty] | Yes | Lead | Tier 5 | Yes | Yes | Yes
[19 empty] | Yes | Lead | Tier 5 | Yes | Yes | Yes
[19 empty] | Yes | Lead | Tier 5 | Yes | Yes | Yes
[19 empty] | Yes | Lead | Tier 5 | Yes | Yes | Yes
[19 empty] | Yes | Lead | Tier 5 | Yes | Yes | Yes
[19 empty] | Yes | Lead | Tier 5 | Yes | Yes | Yes
[19 empty] | Yes | Lead | Tier 5 | Yes | Yes | Yes
[19 empty] | Yes | Lead | Tier 5 | Yes | Yes | Yes
[19 empty] | Yes | Lead | Tier 5 | Yes | Yes | Yes
[19 empty] | Yes | Lead | Tier 5 | Yes | Yes | Yes
[19 empty] | Yes | Lead | Tier 5 | Yes | Yes | Yes
[19 empty] | Yes | Lead | Tier 5 | Yes | Yes | Yes
[19 empty] | Yes | Lead | Tier 5 | Yes | Yes | Yes
[19 empty] | Yes | Lead | Tier 5 | Yes | Yes | Yes
[19 empty] | Yes | Lead | Tier 5 | Yes | Yes | Yes
[19 empty] | Yes | Lead | Tier 5 | Yes | Yes | Yes
[19 empty] | Yes | Lead | Tier 5 | Yes | Yes | Yes
[19 empty] | Yes | Lead | Tier 5 | Yes | Yes | Yes
[19 empty] | Yes | Lead | Tier 5 | Yes | Yes | Yes
[19 empty] | Yes | Lead | Tier 5 | Yes | Yes | Yes
[19 empty] | Yes | Lead | Tier 5 | Yes | Yes | Yes
[19 empty] | Yes | Lead | Tier 5 | Yes | Yes | Yes
[19 empty] | Yes | Lead | Tier 5 | Yes | Yes | Yes
[19 empty] | Yes | Lead | Tier 5 | Yes | Yes | Yes
[19 empty] | Yes | Lead | Tier 5 | Yes | Yes | Yes
[19 empty] | Yes | Lead | Tier 5 | Yes | Yes | Yes
[19 empty] | Yes | Lead | Tier 5 | Yes | Yes | Yes
[19 empty] | Yes | Lead | Tier 5 | Yes | Yes | Yes
[19 empty] | Yes | Lead | Tier 5 | Yes | Yes | Yes
[19 empty] | Yes | Lead | Tier 5 | Yes | Yes | Yes
[19 empty] | Yes | Lead | Tier 5 | Yes | Yes | Yes
[19 empty] | Yes | Lead | Tier 5 | Yes | Yes | Yes
[19 empty] | Yes | Lead | Tier 5 | Yes | Yes | Yes
[19 empty] | Yes | Lead | Tier 5 | Yes | Yes | Yes
[19 empty] | Yes | Lead | Tier 5 | Yes | Yes | Yes
[19 empty] | Yes | Lead | Tier 5 | Yes | Yes | Yes
[19 empty] | Yes | Lead | Tier 5 | Yes | Yes | Yes
[19 empty] | Yes | Lead | Tier 5 | Yes | Yes | Yes
[19 empty] | Yes | Lead | Tier 5 | Yes | Yes | Yes
[19 empty] | Yes | Lead | Tier 5 | Yes | Yes | Yes
[19 empty] | Yes | Lead | Tier 5 | Yes | Yes | Yes
[19 empty] | Yes | Lead | Tier 5 | Yes | Yes | Yes
[19 empty] | Yes | Lead | Tier 5 | Yes | Yes | Yes
[19 empty] | Yes | Lead | Tier 5 | Yes | Yes | Yes
[19 empty] | Yes | Lead | Tier 5 | Yes | Yes | Yes
[19 empty] | Yes | Lead | Tier 5 | Yes | Yes | Yes
[19 empty] | Yes | Lead | Tier 5 | Yes | Yes | Yes
[19 empty] | Yes | Lead | Tier 5 | Yes | Yes | Yes
[19 empty] | Yes | Lead | Tier 5 | Yes | Yes | Yes
[19 empty] | Yes | Lead | Tier 5 | Yes | Yes | Yes
[19 empty] | Yes | Lead | Tier 5 | Yes | Yes | Yes
[19 empty] | Yes | Lead | Tier 5 | Yes | Yes | Yes
[19 empty] | Yes | Lead | Tier 5 | Yes | Yes | Yes
[19 empty] | Yes | Lead | Tier 5 | Yes | Yes | Yes
[19 empty] | Yes | Lead | Tier 5 | Yes | Yes | Yes
[19 empty] | Yes | Lead | Tier 5 | Yes | Yes | Yes
[19 empty] | Yes | Lead | Tier 5 | Yes | Yes | Yes
[19 empty] | Yes | Lead | Tier 5 | Yes | Yes | Yes
[19 empty] | Yes | Lead | Tier 5 | Yes | Yes | Yes
[19 empty] | Yes | Lead | Tier 5 | Yes | Yes | Yes
[19 empty] | Yes | Lead | Tier 5 | Yes | Yes | Yes
[19 empty] | Yes | Lead | Tier 5 | Yes | Yes | Yes
[19 empty] | Yes | Lead | Tier 5 | Yes | Yes | Yes
[19 empty] | Yes | Lead | Tier 5 | Yes | Yes | Yes
[19 empty] | Yes | Lead | Tier 5 | Yes | Yes | Yes
[19 empty] | Yes | Lead | Tier 5 | Yes | Yes | Yes
[19 empty] | Yes | Lead | Tier 5 | Yes | Yes | Yes
[19 empty] | Yes | Lead | Tier 5 | Yes | Yes | Yes
[19 empty] | Yes | Lead | Tier 5 | Yes | Yes | Yes
[19 empty] | Yes | Lead | Tier 5 | Yes | Yes | Yes
[19 empty] | Yes | Lead | Tier 5 | Yes | Yes | Yes
[19 empty] | Yes | Lead | Tier 5 | Yes | Yes | Yes
[19 empty] | Yes | Lead | Tier 5 | Yes | Yes | Yes
[19 empty] | Yes | Lead | Tier 5 | Yes | Yes | Yes
[19 empty] | Yes | Lead | Tier 5 | Yes | Yes | Yes
[19 empty] | Yes | Lead | Tier 5 | Yes | Yes | Yes
[19 empty] | Yes | Lead | Tier 5 | Yes | Yes | Yes
[19 empty] | Yes | Lead | Tier 5 | Yes | Yes | Yes
[19 empty] | Yes | Lead | Tier 5 | Yes | Yes | Yes
[19 empty] | Yes | Lead | Tier 5 | Yes | Yes | Yes
[19 empty] | Yes | Lead | Tier 5 | Yes | Yes | Yes
[19 empty] | Yes | Lead | Tier 5 | Yes | Yes | Yes
[19 empty] | Yes | Lead | Tier 5 | Yes | Yes | Yes
[19 empty] | Yes | Lead | Tier 5 | Yes | Yes | Yes
[19 empty] | Yes | Lead | Tier 5 | Yes | Yes | Yes
[19 empty] | Yes | Lead | Tier 5 | Yes | Yes | Yes
[19 empty] | Yes | Lead | Tier 5 | Yes | Yes | Yes
[19 empty] | Yes | Lead | Tier 5 | Yes | Yes | Yes
[19 empty] | Yes | Lead | Tier 5 | Yes | Yes | Yes
[19 empty] | Yes | Lead | Tier 5 | Yes | Yes | Yes
[19 empty] | Yes | Lead | Tier 5 | Yes | Yes | Yes
[19 empty] | Yes | Lead | Tier 5 | Yes | Yes | Yes
[19 empty] | Yes | Lead | Tier 5 | Yes | Yes | Yes
[19 empty] | Yes | Lead | Tier 5 | Yes | Yes | Yes
[19 empty] | Yes | Lead | Tier 5 | Yes | Yes | Yes
[19 empty] | Yes | Lead | Tier 5 | Yes | Yes | Yes
[19 empty] | Yes | Lead | Tier 5 | Yes | Yes | Yes
[19 empty] | Yes | Lead | Tier 5 | Yes | Yes | Yes
[19 empty] | Yes | Lead | Tier 5 | Yes | Yes | Yes
[19 empty] | Yes | Lead | Tier 5 | Yes | Yes | Yes
[19 empty] | Yes | Lead | Tier 5 | Yes | Yes | Yes
[19 empty] | Yes | Lead | Tier 5 | Yes | Yes | Yes
[19 empty] | Yes | Lead | Tier 5 | Yes | Yes | Yes
[19 empty] | Yes | Lead | Tier 5 | Yes | Yes | Yes
[19 empty] | Yes | Lead | Tier 5 | Yes | Yes | Yes
[19 empty] | Yes | Lead | Tier 5 | Yes | Yes | Yes
[19 empty] | Yes | Lead | Tier 5 | Yes | Yes | Yes
[19 empty] | Yes | Lead | Tier 5 | Yes | Yes | Yes
[19 empty] | Yes | Lead | Tier 5 | Yes | Yes | Yes
[19 empty] | Yes | Lead | Tier 5 | Yes | Yes | Yes
[19 empty] | Yes | Lead | Tier 5 | Yes | Yes | Yes
[19 empty] | Yes | Lead | Tier 5 | Yes | Yes | Yes
[19 empty] | Yes | Lead | Tier 5 | Yes | Yes | Yes
[19 empty] | Yes | Lead | Tier 5 | Yes | Yes | Yes
[19 empty] | Yes | Lead | Tier 5 | Yes | Yes | Yes
[19 empty] | Yes | Lead | Tier 5 | Yes | Yes | Yes
[19 empty] | Yes | Lead | Tier 5 | Yes | Yes | Yes
[19 empty] | Yes | Lead | Tier 5 | Yes | Yes | Yes
[19 empty] | Yes | Lead | Tier 5 | Yes | Yes | Yes
[19 empty] | Yes | Lead | Tier 5 | Yes | Yes | Yes
[19 empty] | Yes | Lead | Tier 5 | Yes | Yes | Yes
[19 empty] | Yes | Lead | Tier 5 | Yes | Yes | Yes
[19 empty] | Yes | Lead | Tier 5 | Yes | Yes | Yes
[19 empty] | Yes | Lead | Tier 5 | Yes | Yes | Yes
[19 empty] | Yes | Lead | Tier 5 | Yes | Yes | Yes
[19 empty] | Yes | Lead | Tier 5 | Yes | Yes | Yes
[19 empty] | Yes | Lead | Tier 5 | Yes | Yes | Yes
[19 empty] | Yes | Lead | Tier 5 | Yes | Yes | Yes
[19 empty] | Yes | Lead | Tier 5 | Yes | Yes | Yes
[19 empty] | Yes | Lead | Tier 5 | Yes | Yes | Yes
[19 empty] | Yes | Lead | Tier 5 | Yes | Yes | Yes
[19 empty] | Yes | Lead | Tier 5 | Yes | Yes | Yes
[19 empty] | Yes | Lead | Tier 5 | Yes | Yes | Yes
[19 empty] | Yes | Lead | Tier 5 | Yes | Yes | Yes
[19 empty] | Yes | Lead | Tier 5 | Yes | Yes | Yes
[19 empty] | Yes | Lead | Tier 5 | Yes | Yes | Yes
[19 empty] | Yes | Lead | Tier 5 | Yes | Yes | Yes
[19 empty] | Yes | Lead | Tier 5 | Yes | Yes | Yes
[19 empty] | Yes | Lead | Tier 5 | Yes | Yes | Yes
[19 empty] | Yes | Lead | Tier 5 | Yes | Yes | Yes
[19 empty] | Yes | Lead | Tier 5 | Yes | Yes | Yes
[19 empty] | Yes | Lead | Tier 5 | Yes | Yes | Yes
[19 empty] | Yes | Lead | Tier 5 | Yes | Yes | Yes
[19 empty] | Yes | Lead | Tier 5 | Yes | Yes | Yes
[19 empty] | Yes | Lead | Tier 5 | Yes | Yes | Yes
[19 empty] | Yes | Lead | Tier 5 | Yes | Yes | Yes
[19 empty] | Yes | Lead | Tier 5 | Yes | Yes | Yes
[19 empty] | Yes | Lead | Tier 5 | Yes | Yes | Yes
[19 empty] | Yes | Lead | Tier 5 | Yes | Yes | Yes
[19 empty] | Yes | Lead | Tier 5 | Yes | Yes | Yes
[19 empty] | Yes | Lead | Tier 5 | Yes | Yes | Yes
[19 empty] | Yes | Lead | Tier 5 | Yes | Yes | Yes
[19 empty] | Yes | Lead | Tier 5 | Yes | Yes | Yes
[19 empty] | Yes | Lead | Tier 5 | Yes | Yes | Yes
[19 empty] | Yes | Lead | Tier 5 | Yes | Yes | Yes
[19 empty] | Yes | Lead | Tier 5 | Yes | Yes | Yes
[19 empty] | Yes | Lead | Tier 5 | Yes | Yes | Yes
[19 empty] | Yes | Lead | Tier 5 | Yes | Yes | Yes
[19 empty] | Yes | Lead | Tier 5 | Yes | Yes | Yes
[19 empty] | Yes | Lead | Tier 5 | Yes | Yes | Yes
[19 empty] | Yes | Lead | Tier 5 | Yes | Yes | Yes
[19 empty] | Yes | Lead | Tier 5 | Yes | Yes | Yes
[19 empty] | Yes | Lead | Tier 5 | Yes | Yes | Yes
[19 empty] | Yes | Lead | Tier 5 | Yes | Yes | Yes
[19 empty] | Yes | Lead | Tier 5 | Yes | Yes | Yes
[19 empty] | Yes | Lead | Tier 5 | Yes | Yes | Yes
[19 empty] | Yes | Lead | Tier 5 | Yes | Yes | Yes
[19 empty] | Yes | Lead | Tier 5 | Yes | Yes | Yes
[19 empty] | Yes | Lead | Tier 5 | Yes | Yes | Yes
[19 empty] | Yes | Lead | Tier 5 | Yes | Yes | Yes
[19 empty] | Yes | Lead | Tier 5 | Yes | Yes | Yes
[19 empty] | Yes | Lead | Tier 5 | Yes | Yes | Yes
[19 empty] | Yes | Lead | Tier 5 | Yes | Yes | Yes
[19 empty] | Yes | Lead | Tier 5 | Yes | Yes | Yes
[19 empty] | Yes | Lead | Tier 5 | Yes | Yes | Yes
[19 empty] | Yes | Lead | Tier 5 | Yes | Yes | Yes
[19 empty] | Yes | Lead | Tier 5 | Yes | Yes | Yes
[19 empty] | Yes | Lead | Tier 5 | Yes | Yes | Yes
[19 empty] | Yes | Lead | Tier 5 | Yes | Yes | Yes
[19 empty] | Yes | Lead | Tier 5 | Yes | Yes | Yes
[19 empty] | Yes | Lead | Tier 5 | Yes | Yes | Yes
[19 empty] | Yes | Lead | Tier 5 | Yes | Yes | Yes
[19 empty] | Yes | Lead | Tier 5 | Yes | Yes | Yes
[19 empty] | Yes | Lead | Tier 5 | Yes | Yes | Yes
[19 empty] | Yes | Lead | Tier 5 | Yes | Yes | Yes
[19 empty] | Yes | Lead | Tier 5 | Yes | Yes | Yes
[19 empty] | Yes | Lead | Tier 5 | Yes | Yes | Yes
[19 empty] | Yes | Lead | Tier 5 | Yes | Yes | Yes
[19 empty] | Yes | Lead | Tier 5 | Yes | Yes | Yes
[19 empty] | Yes | Lead | Tier 5 | Yes | Yes | Yes
[19 empty] | Yes | Lead | Tier 5 | Yes | Yes | Yes
[19 empty] | Yes | Lead | Tier 5 | Yes | Yes | Yes
[19 empty] | Yes | Lead | Tier 5 | Yes | Yes | Yes
[19 empty] | Yes | Lead | Tier 5 | Yes | Yes | Yes
[19 empty] | Yes | Lead | Tier 5 | Yes | Yes | Yes
[19 empty] | Yes | Lead | Tier 5 | Yes | Yes | Yes
[19 empty] | Yes | Lead | Tier 5 | Yes | Yes | Yes
[19 empty] | Yes | Lead | Tier 5 | Yes | Yes | Yes
[19 empty] | Yes | Lead | Tier 5 | Yes | Yes | Yes
[19 empty] | Yes | Lead | Tier 5 | Yes | Yes | Yes
[19 empty] | Yes | Lead | Tier 5 | Yes | Yes | Yes
[19 empty] | Yes | Lead | Tier 5 | Yes | Yes | Yes
[19 empty] | Yes | Lead | Tier 5 | Yes | Yes | Yes
[19 empty] | Yes | Lead | Tier 5 | Yes | Yes | Yes
[19 empty] | Yes | Lead | Tier 5 | Yes | Yes | Yes
[19 empty] | Yes | Lead | Tier 5 | Yes | Yes | Yes
[19 empty] | Yes | Lead | Tier 5 | Yes | Yes | Yes
[19 empty] | Yes | Lead | Tier 5 | Yes | Yes | Yes
[19 empty] | Yes | Lead | Tier 5 | Yes | Yes | Yes
[19 empty] | Yes | Lead | Tier 5 | Yes | Yes | Yes
[19 empty] | Yes | Lead | Tier 5 | Yes | Yes | Yes
[19 empty] | Yes | Lead | Tier 5 | Yes | Yes | Yes
[19 empty] | Yes | Lead | Tier 5 | Yes | Yes | Yes
[19 empty] | Yes | Lead | Tier 5 | Yes | Yes | Yes
[19 empty] | Yes | Lead | Tier 5 | Yes | Yes | Yes
[19 empty] | Yes | Lead | Tier 5 | Yes | Yes | Yes
[19 empty] | Yes | Lead | Tier 5 | Yes | Yes | Yes
[19 empty] | Yes | Lead | Tier 5 | Yes | Yes | Yes
[19 empty] | Yes | Lead | Tier 5 | Yes | Yes | Yes
[19 empty] | Yes | Lead | Tier 5 | Yes | Yes | Yes
[19 empty] | Yes | Lead | Tier 5 | Yes | Yes | Yes
[19 empty] | Yes | Lead | Tier 5 | Yes | Yes | Yes
[19 empty] | Yes | Lead | Tier 5 | Yes | Yes | Yes
[19 empty] | Yes | Lead | Tier 5 | Yes | Yes | Yes
[19 empty] | Yes | Lead | Tier 5 | Yes | Yes | Yes
[19 empty] | Yes | Lead | Tier 5 | Yes | Yes | Yes
[19 empty] | Yes | Lead | Tier 5 | Yes | Yes | Yes
[19 empty] | Yes | Lead | Tier 5 | Yes | Yes | Yes
[19 empty] | Yes | Lead | Tier 5 | Yes | Yes | Yes
[19 empty] | Yes | Lead | Tier 5 | Yes | Yes | Yes
[19 empty] | Yes | Lead | Tier 5 | Yes | Yes | Yes
[19 empty] | Yes | Lead | Tier 5 | Yes | Yes | Yes
[19 empty] | Yes | Lead | Tier 5 | Yes | Yes | Yes
[19 empty] | Yes | Lead | Tier 5 | Yes | Yes | Yes
[19 empty] | Yes | Lead | Tier 5 | Yes | Yes | Yes
[19 empty] | Yes | Lead | Tier 5 | Yes | Yes | Yes
[19 empty] | Yes | Lead | Tier 5 | Yes | Yes | Yes
[19 empty] | Yes | Lead | Tier 5 | Yes | Yes | Yes
[19 empty] | Yes | Lead | Tier 5 | Yes | Yes | Yes
[19 empty] | Yes | Lead | Tier 5 | Yes | Yes | Yes
[19 empty] | Yes | Lead | Tier 5 | Yes | Yes | Yes
[19 empty] | Yes | Lead | Tier 5 | Yes | Yes | Yes
[19 empty] | Yes | Lead | Tier 5 | Yes | Yes | Yes
[19 empty] | Yes | Lead | Tier 5 | Yes | Yes | Yes
[19 empty] | Yes | Lead | Tier 5 | Yes | Yes | Yes
[19 empty] | Yes | Lead | Tier 5 | Yes | Yes | Yes
[19 empty] | Yes | Lead | Tier 5 | Yes | Yes | Yes
[19 empty] | Yes | Lead | Tier 5 | Yes | Yes | Yes
[19 empty] | Yes | Lead | Tier 5 | Yes | Yes | Yes
[19 empty] | Yes | Lead | Tier 5 | Yes | Yes | Yes
[19 empty] | Yes | Lead | Tier 5 | Yes | Yes | Yes
[19 empty] | Yes | Lead | Tier 5 | Yes | Yes | Yes
[19 empty] | Yes | Lead | Tier 5 | Yes | Yes | Yes
[19 empty] | Yes | Lead | Tier 5 | Yes | Yes | Yes
[19 empty] | Yes | Lead | Tier 5 | Yes | Yes | Yes
[19 empty] | Yes | Lead | Tier 5 | Yes | Yes | Yes
[19 empty] | Yes | Lead | Tier 5 | Yes | Yes | Yes
[19 empty] | Yes | Lead | Tier 5 | Yes | Yes | Yes
[19 empty] | Yes | Lead | Tier 5 | Yes | Yes | Yes
[19 empty] | Yes | Lead | Tier 5 | Yes | Yes | Yes
[19 empty] | Yes | Lead | Tier 5 | Yes | Yes | Yes
[19 empty] | Yes | Lead | Tier 5 | Yes | Yes | Yes
[19 empty] | Yes | Lead | Tier 5 | Yes | Yes | Yes
[19 empty] | Yes | Lead | Tier 5 | Yes | Yes | Yes
[19 empty] | Yes | Lead | Tier 5 | Yes | Yes | Yes
[19 empty] | Yes | Lead | Tier 5 | Yes | Yes | Yes
[19 empty] | Yes | Lead | Tier 5 | Yes | Yes | Yes
[19 empty] | Yes | Lead | Tier 5 | Yes | Yes | Yes
[19 empty] | Yes | Lead | Tier 5 | Yes | Yes | Yes
[19 empty] | Yes | Lead | Tier 5 | Yes | Yes | Yes
[19 empty] | Yes | Lead | Tier 5 | Yes | Yes | Yes
[19 empty] | Yes | Lead | Tier 5 | Yes | Yes | Yes
[19 empty] | Yes | Lead | Tier 5 | Yes | Yes | Yes
[19 empty] | Yes | Lead | Tier 5 | Yes | Yes | Yes
[19 empty] | Yes | Lead | Tier 5 | Yes | Yes | Yes
[19 empty] | Yes | Lead | Tier 5 | Yes | Yes | Yes
[19 empty] | Yes | Lead | Tier 5 | Yes | Yes | Yes
[19 empty] | Yes | Lead | Tier 5 | Yes | Yes | Yes
[19 empty] | Yes | Lead | Tier 5 | Yes | Yes | Yes
[19 empty] | Yes | Lead | Tier 5 | Yes | Yes | Yes
[19 empty] | Yes | Lead | Tier 5 | Yes | Yes | Yes
[19 empty] | Yes | Lead | Tier 5 | Yes | Yes | Yes
[19 empty] | Yes | Lead | Tier 5 | Yes | Yes | Yes
[19 empty] | Yes | Lead | Tier 5 | Yes | Yes | Yes
[19 empty] | Yes | Lead | Tier 5 | Yes | Yes | Yes
[19 empty] | Yes | Lead | Tier 5 | Yes | Yes | Yes
[19 empty] | Yes | Lead | Tier 5 | Yes | Yes | Yes
[19 empty] | Yes | Lead | Tier 5 | Yes | Yes | Yes
[19 empty] | Yes | Lead | Tier 5 | Yes | Yes | Yes
[19 empty] | Yes | Lead | Tier 5 | Yes | Yes | Yes
[19 empty] | Yes | Lead | Tier 5 | Yes | Yes | Yes
[19 empty] | Yes | Lead | Tier 5 | Yes | Yes | Yes
[19 empty] | Yes | Lead | Tier 5 | Yes | Yes | Yes
[19 empty] | Yes | Lead | Tier 5 | Yes | Yes | Yes
[19 empty] | Yes | Lead | Tier 5 | Yes | Yes | Yes
[19 empty] | Yes | Lead | Tier 5 | Yes | Yes | Yes
[19 empty] | Yes | Lead | Tier 5 | Yes | Yes | Yes
[19 empty] | Yes | Lead | Tier 5 | Yes | Yes | Yes
[19 empty] | Yes | Lead | Tier 5 | Yes | Yes | Yes
[19 empty] | Yes | Lead | Tier 5 | Yes | Yes | Yes
[19 empty] | Yes | Lead | Tier 5 | Yes | Yes | Yes
[19 empty] | Yes | Lead | Tier 5 | Yes | Yes | Yes
[19 empty] | Yes | Lead | Tier 5 | Yes | Yes | Yes
[19 empty] | Yes | Lead | Tier 5 | Yes | Yes | Yes
[19 empty] | Yes | Lead | Tier 5 | Yes | Yes | Yes
[19 empty] | Yes | Lead | Tier 5 | Yes | Yes | Yes
[19 empty] | Yes | Lead | Tier 5 | Yes | Yes | Yes
[19 empty] | Yes | Lead | Tier 5 | Yes | Yes | Yes
[19 empty] | Yes | Lead | Tier 5 | Yes | Yes | Yes
[19 empty] | Yes | Lead | Tier 5 | Yes | Yes | Yes
[19 empty] | Yes | Lead | Tier 5 | Yes | Yes | Yes
[19 empty] | Yes | Lead | Tier 5 | Yes | Yes | Yes
[19 empty] | Yes | Lead | Tier 5 | Yes | Yes | Yes
[19 empty] | Yes | Lead | Tier 5 | Yes | Yes | Yes
[19 empty] | Yes | Lead | Tier 5 | Yes | Yes | Yes
[19 empty] | Yes | Lead | Tier 5 | Yes | Yes | Yes
[19 empty] | Yes | Lead | Tier 5 | Yes | Yes | Yes
[19 empty] | Yes | Lead | Tier 5 | Yes | Yes | Yes
[19 empty] | Yes | Lead | Tier 5 | Yes | Yes | Yes
[19 empty] | Yes | Lead | Tier 5 | Yes | Yes | Yes
[19 empty] | Yes | Lead | Tier 5 | Yes | Yes | Yes
[19 empty] | Yes | Lead | Tier 5 | Yes | Yes | Yes
[19 empty] | Yes | Lead | Tier 5 | Yes | Yes | Yes
[19 empty] | Yes | Lead | Tier 5 | Yes | Yes | Yes
[19 empty] | Yes | Lead | Tier 5 | Yes | Yes | Yes
[19 empty] | Yes | Lead | Tier 5 | Yes | Yes | Yes
[19 empty] | Yes | Lead | Tier 5 | Yes | Yes | Yes
[19 empty] | Yes | Lead | Tier 5 | Yes | Yes | Yes
[19 empty] | Yes | Lead | Tier 5 | Yes | Yes | Yes
[19 empty] | Yes | Lead | Tier 5 | Yes | Yes | Yes
[19 empty] | Yes | Lead | Tier 5 | Yes | Yes | Yes
[19 empty] | Yes | Lead | Tier 5 | Yes | Yes | Yes
[19 empty] | Yes | Lead | Tier 5 | Yes | Yes | Yes
[19 empty] | Yes | Lead | Tier 5 | Yes | Yes | Yes
[19 empty] | Yes | Lead | Tier 5 | Yes | Yes | Yes
[19 empty] | Yes | Lead | Tier 5 | Yes | Yes | Yes
[19 empty] | Yes | Lead | Tier 5 | Yes | Yes | Yes
[19 empty] | Yes | Lead | Tier 5 | Yes | Yes | Yes

## Permitted Values (hidden)
PWS ID | Site ID | SERVICE ADDRESS | WATER MAIN MATERIAL | GOOSENECK MATERIAL | Was there ever lead upstream? | PWS-OWNED SERVICE LINE MATERIAL | WAS PWS-OWNED SERVICE LINE EVER LEAD? | PWS -OWNED LINE SIZE | PWS-OWNED SERVICE LINE INSTALL DATE | PRIVATE SIDE SERVICE LINE MATERIAL | PRIVATE SIDE SERVICE LINE SIZE | PRIVATE SIDE SERVICE LINE INSTALL DATE | BUILDING TYPE | POINT-OF-ENTRY OR POINT-OF-USE TREATMENT PRESENT? | BUILDING PLUMBING MATERIAL 1 | BUILDING PLUMBING MATERIAL 2 | BUILDING PLUMBING MATERIAL INSTALL DATE | SITE USED FOR LCRR SAMPLING | REPLACE GOOSENECK/PIGTAIL CONNECTOR | LSL CATEGORY IN INVENTORY | SAMPLE SITE SELECTION CRITERIA (SITE TIER) | PARTIAL OR FULL SERVICE LINE REPLACEMENT | REQUIRES RESIDENT NOTIFICATION IF LSL DISTURBED | REQUIRES RISK MITIGATION (POU OR PITCHER FILTER)
|  |  | PVC | Lead | Yes | Lead | Yes | Unknown |  | Lead | Unknown |  | Single Family | Yes | Lead | Lead | Before 1989 | Yes
|  |  | DIP | Copper | No | Copper | No | 3/8" |  | Copper | 3/8" |  | Multi-Family | No | Copper | Copper | Between 1989 and 2014 | No
|  |  | CIP | Polyethylene | Unknown | Galvanized Steel | Unknown | 1/2" |  | Galvanized Steel | 1/2" |  | Building | Unknown | Copper Pipe with Lead Solder | Copper Pipe with Lead Solder | After 2014 | Unknown
|  |  | Leaded Joint CIP | Other-Non-Lead |  | PVC |  | 5/8" |  | PVC | 5/8" |  | Other |  | Galvanized Steel | Galvanized Steel | Unknown
|  |  | HDPE | Unknown |  | HDPE |  | 3/4" |  | HDPE | 3/4" |  |  |  | PVC | PVC
|  |  | PEX |  |  | PEX |  | 1" |  | PEX | 1" |  |  |  | HDPE | HDPE
|  |  | Asbesto- Cement |  |  | Asbestos-Cement |  | 1-1/4" |  | Asbestos-Cement | 1 1/4" |  |  |  | PEX | PEX
|  |  | Other |  |  | Other Non Lead |  | 1-1/2" |  | Other Non Lead | 1 1/2" |  |  |  | Other Non Lead | Other Non Lead
[6 empty] | Unknown |  | 1-3/4" |  | Unknown | 1 3/4" |  |  |  | Unknown | Unknown
[8 empty] | 2" |  |  | 2"
[6 empty] | Unknown but could contain lead |  | 3" |  | Unknown but could contain lead | 3"
[6 empty] | Unknown but installed after 2014 |  | 4" |  | Unknown but installed after 2014 | 4"
[6 empty] | Unknown |  | 6" |  | Unknown | 6"
[8 empty] | 8" |  |  | 8"
[8 empty] | 10" |  |  | 10"
[8 empty] | 12" |  |  | 12"
[8 empty] | 14" |  |  | 14"
[8 empty] | 16" |  |  | 16"
[6 empty] | These additional unknown options were not included in the permitted values and would affect calculations using "Unknown" |  |  | free form date | These additional unknown options were not included in the permitted values and would affect calculations using "Unknown" |  | free form date | [5 empty] | *If Yes, KDHE can create Sample Site Plan from this Data | Calculated via rules | Calculated via rules | Calculated via rules | Calculated via rules | Calculated via rules | Calculated via rules

## Rules (hidden)
E Gooseneck Material | Column T Replace Gooseneck | G (PWS SL), K (Private SL) & F (Pb upstream) | Column U LSLI Based on answers to G and K and F for Galvanized Steel | Based on U LSL category | Column V Site Tier | Column W | Column X | Y
REPLACE GOOSENECK/PIGTAIL CONNECTOR | Calculated Value | LSL CATEGORY IN INVENTORY | Calculated Value | SAMPLE SITE SELECTION CRITERIA (SITE TIER) | Calculated Value | Would this count as full LSLR if Lead is removed? | REQUIRES RESIDENT NOTIFICATION IF LSL DISTURBED | REQUIRES RISK MITIGATION (POU OR PITCHER FILTER)
If E = Lead | Yes | G or K = Lead, Unknown, Blank | Lead | 1 | SFS with "Lead" category LSL | Yes if column U = GRR or Lead | If U = Lead or GRR, Yes | If Column X = Yes, then Yes
If E <> Lead | No | G or K = Galvanized Steel AND F is Yes, Unknown, or Blank | GRR | 2 | MFS with "Lead" category LSL | Else no | or If column E = Yes or Unknown or Blank
If E = Unknown or Blank | Yes |  |  | 3 | "GRR" category and not 1-2
|  | Lead | Lead | 4 | SFS CLS <=1988
|  | Unknown | Lead | 5 | Not 1-4 (If all are tier 5, then evaluate if are representative)
|  | Copper | Non-Lead
|  | IF Column F = Yes and G or K value is Galvanized Steel | GRR
|  | PVC | Non-Lead
|  | Polyethylene | Non-Lead |  | U = Lead then LSL
|  | Other Non Lead | Non-Lead
U = GRR then tier 3
If bldg type (Single or Multi Family) is left blank = Tier 5